## Project Cost of SVTP-1
Project Cost of SVTP-1
Item | Description | Quantity | Amount | Remark
I. | Direct Total Cost
Bill No.1 | SECONDARY CANALS (PIPELINE) |  | 0
Bill No.2 | PUMP STATIONS |  | 0
Bill No.3 | NIGHT STORAGE RESERVOIRS (NSR) |  | 0
Bill No.4 | FLOOD PROTECTION (L=4.9km) |  | 0
Bill No.5 | SCADA SYSTEM |  | 0
Bill No.6 | GENERAL WORKS |  | 0
Bill No.7 | PROVISIONAL SUM | 1 | 4975000
Bill No. 8 | DAY WORKS |  | 0
| Total direct cost |  | 4975000
II. | Contingency (10% of Direct Cost) |  | 497500
III | Sub-Total (I+II) |  | 5472500
IV | VAT (16.5% of III) |  | 902962.5
V | NCIC (1% of IV) |  | 9029.625
VI | TOTAL BID PRICE (III +IV+V) |  | 6384492.125

## Bill No.1
Bill No.1 : SECONDARY CANALS (PIPELINE)
Item | Description | Work | Unit | Quantity | Rate (USD) | Amount (USD)
Coverage
1.1 | Earth Works (Pipe Installation) (SC1A, SC1, SC2, SC2-1, SC2-2, SC3, SC4)
1.1.1 | Site Clearing | 1 | m2 | 238827.47 |  | 0
1.1.2 | Excavation | 2 | m3 | 271368.4 |  | 0
1.1.3 | Backfill (& compaction) | 6 | m3 | 214469.49 |  | 0
1.1.4 | Base Sand | 5 | m3 | 27248.09 |  | 0
1.1.5 | Road Embankment (from Excavation, 2km) (& compaction) | 7 | m3 | 29837.36 |  | 0
1.1.6 | Road Embankment (from Borrow pit, 10km) (cutting, compaction, Transport) | 8 | m3 | 28505.37 |  | 0
1.1.7 | Murram Pavement | 9 | m3 | 27349.93 |  | 0
| Total of 1.1 |  |  |  |  | 0
1.2 | Earth Works (Pipe Installation) (SC5, SC6, SC7, SC8, SC9, SC10, SC11)
1.2.1 | Site Clearing | 1 | m2 | 14986.05 |  | 0
1.2.2 | Excavation | 2 | m3 | 20148.29 |  | 0
1.2.3 | Backfill (& compaction) | 6 | m3 | 18439.53 |  | 0
1.2.4 | Base Sand | 5 | m3 | 922.11 |  | 0
1.2.5 | Road Embankment (from Excavation, 2km) (& compaction) | 7 | m3 | 280.38 |  | 0
1.2.6 | Road Embankment (from Borrow pit, 10km) (& cutting, compaction and Transport) | 8 | m3 | 3932.07 |  | 0
1.2.7 | Murram Pavement | 9 | m3 | 1702
| Total of 1.2 |  |  |  |  | 0
1.3 | Earth Works (Pipe Installation) (SC12, SC13, SC14, SC15, SC16, SC17, SC18)
1.3.1 | Site Clearing | 1 | m2 | 58411 |  | 0
1.3.2 | Excavation | 2 | m3 | 59847.54 |  | 0
1.3.3 | Backfill (& compaction) | 6 | m3 | 50644.35 |  | 0
1.3.4 | Base Sand | 5 | m3 | 4738.89 |  | 0
1.3.5 | Road Embankment (from Excavation, 1km) (& compaction) | 7 | m3 | 3218.44 |  | 0
1.3.6 | Road Embankment (from Borrow pit, 10km) (& cutting, compaction and Transport) | 8 | m3 | 11358.88 |  | 0
1.3.7 | Murram Pavement | 9 | m3 | 6842.42 |  | 0
| Total of 1.3 |  |  |  |  | 0
1.4 | Earth Works (Pipe Installation) (SC19, SC19-1)
1.4.1 | Site Clearing | 1 | m2 | 73494.92 |  | 0
1.4.2 | Excavation | 2 | m3 | 86623.54 |  | 0
1.4.3 | Backfill (& compaction) | 6 | m3 | 74254.91 |  | 0
1.4.4 | Base Sand | 5 | m3 | 6294.36 |  | 0
1.4.5 | Road Embankment (from Excavation, 1km) (& compaction) | 7 | m3 | 3706.28 |  | 0
1.4.6 | Road Embankment (from Borrow pit, 10km) (& cutting, compaction and Transport) | 8 | m3 | 14278.68 |  | 0
1.4.7 | Murram Pavement | 9 | m3 | 8441.92 |  | 0
| Total of 1.4 |  |  |  |  | 0
1.5 | Control Valve Structures |  |  |  |  | 0
1.5.1 | Excavation for Structure | 2 | m3 | 3466.71 |  | 0
1.5.2 | Backfill | 6 | m3 | 2775.75 |  | 0
1.5.3 | Disposal of surplus Soil (from Excavation up to (less)1km) | 11 | m3 | 382.54 |  | 0
1.5.4 | Lean Con'c (fck=18Mpa) | 13 | m3 | 21.6 |  | 0
1.5.5 | Con'c (fck=24Mpa) | 13 | m3 | 254.71 |  | 0
1.5.6 | Non Shrink Mortar (fck=40Mpa) | 13 | m3 | 0.5 |  | 0
1.5.7 | Form | 14 | m2 | 1694.9 |  | 0
1.5.8 | Reinforcing Bar | 15 | ton | 27.68 |  | 0
1.5.9 | Asphalt Paint (Wall, 1time) | 12 | m2 | 922.84 |  | 0
1.5.10 | Steel Grating (600 x 500) | 19 | No | 20 |  | 0
1.5.11 | Air vent (Φ127 x 2t) | 19 | No | 20 |  | 0
1.5.12 | Ladder (Type B) (STS 304) | 18 | m | 67.4 |  | 0
1.5.13 | Steel Cover (2.3m x 1.2m, 3.2t) | 19 | No | 6 |  | 0
1.5.14 | Steel Cover (2.7m x 1.2m, 3.2t) | 19 | No | 10 |  | 0
1.5.15 | Steel Cover (3.2m x 1.4m, 3.2t) | 19 | No | 4 |  | 0
| Total of 1.5 |  |  |  |  | 0
1.6 | Flowmeter Structures
1.6.1 | Excavation for Structure | 2 | m3 | 7918.27 |  | 0
1.6.2 | Backfill | 6 | m3 | 6765.95 |  | 0
1.6.3 | Disposal of surplus Soil (from Excavation, 1km) | 11 | m3 | 400.55 |  | 0
1.6.4 | Lean Con'c (fck=18Mpa) | 13 | m3 | 36.95 |  | 0
1.6.5 | Con'c (fck=24Mpa) | 13 | m3 | 420.22 |  | 0
1.6.6 | Non Shrink Mortar (fck=40Mpa) | 13 | m3 | 0.5 |  | 0
1.6.7 | Form | 14 | m2 | 2758.26 |  | 0
1.6.8 | Reinforcing Bar | 15 | ton | 47.97 |  | 0
1.6.9 | Asphalt Paint (Wall, 1time) | 12 | m2 | 1493.92 |  | 0
1.6.10 | Steel Grating (600 x 500) | 19 | No | 33 |  | 0
1.6.11 | Air vent (Φ127 x 2t) | 19 | No | 33 |  | 0
1.6.12 | Ladder (Type B) (STS 304) | 18 | m | 105.2 |  | 0
1.6.13 | Steel Cover (2.3m x 1.4m, 3.2mm) | 19 | No | 8 |  | 0
1.6.14 | Steel Cover (2.7m x 1.4m, 3.2mm) | 19 | No | 21 |  | 0
1.6.15 | Steel Cover (3.2m x 1.8m, 3.2mm) | 19 | No | 4 |  | 0
| Total of 1.6 |  |  |  |  | 0
1.7 | Distribution Structures
1.7.1 | Excavation for Structure | 2 | m3 | 1209.11 |  | 0
1.7.2 | Backfill | 6 | m3 | 824.91 |  | 0
1.7.3 | Disposal of surplus Soil (from Excavation, 1km) | 11 | m3 | 292.54 |  | 0
1.7.4 | Lean Con'c (fck=18Mpa) | 13 | m3 | 17.84 |  | 0
1.7.5 | Con'c (fck=24Mpa) | 13 | m3 | 180.33 |  | 0
1.7.6 | Form | 14 | m2 | 1144.8 |  | 0
1.7.7 | Reinforcing Bar | 15 | ton | 19.65 |  | 0
1.7.8 | Asphalt Paint (Wall, 1time) | 12 | m2 | 667 |  | 0
1.7.9 | Air vent (Φ127 x 2t) | 19 | No | 28 |  | 0
1.7.10 | Ladder (Type B) (STS 304) | 18 | m | 56.7 |  | 0
1.7.11 | Steel Cover (1.7m x 0.85m, 3.2t) | 19 | No | 8 |  | 0
1.7.12 | Steel Cover (2.7m x 0.85m, 3.2t) | 19 | No | 20 |  | 0
| Total of 1.7 |  |  |  |  | 0
1.8 | Air Valve Structures
1.8.1 | Excavation for Structure | 2 | m3 | 2646.61 |  | 0
1.8.2 | Backfill | 6 | m3 | 2119.41 |  | 0
1.8.3 | Disposal of surplus Soil (from Excavation, 1km) | 11 | m3 | 291.71 |  | 0
1.8.4 | Lean Con'c (fck=18Mpa) | 13 | m3 | 143.42 |  | 0
1.8.5 | Con'c (fck=24Mpa) | 13 | m3 | 159.29 |  | 0
1.8.6 | Form | 14 | m2 | 1445.82 |  | 0
1.8.7 | Reinforcing Bar | 15 | ton | 9.79 |  | 0
1.8.8 | Asphalt Paint (Wall, 1time) | 12 | m2 | 1054.4 |  | 0
1.8.9 | Air vent (Φ127 x 2t) | 19 | No | 43 |  | 0
1.8.10 | Ladder (Type B) (STS 304) | 18 | m | 110.3 |  | 0
1.8.11 | Steel Cover (1.7m x 1.2m, 3.2t) | 19 | No | 43 |  | 0
| Total of 1.8 |  |  |  |  | 0
1.9 | Scour Valve Structures |  |  |  |  | 0
1.9.1 | Excavation for Structure | 2 | m3 | 2302.81 |  | 0
1.9.2 | Backfill | 6 | m3 | 1957.83 |  | 0
1.9.3 | Disposal of surplus Soil (from Excavation, 1km) | 11 | m3 | 127.44 |  | 0
1.9.4 | Lean Con'c (fck=18Mpa) | 13 | m3 | 10.7 |  | 0
1.9.5 | Con'c (fck=24Mpa) | 13 | m3 | 148.16 |  | 0
1.9.6 | Form | 14 | m2 | 1023.86 |  | 0
1.9.7 | Reinforcing Bar | 15 | ton | 15.65 |  | 0
1.9.8 | Asphalt Paint (Wall, 1time) | 12 | m2 | 460 |  | 0
1.9.9 | Air vent (Φ127 x 2t) | 19 | No | 20 |  | 0
1.9.10 | Ladder (Type B) (STS 304) | 18 | m | 32.8 |  | 0
1.9.11 | Steel Cover (2.2m x 1.2m, 3.2t) | 19 | No | 20 |  | 0
| Total of 1.9 |  |  |  |  | 0
1.1 | Maintenance Building Works |  |  |  |  | 0
1.10.1 | Lean Con'c (fck=18Mpa) | 13 | m3 | 127.01 |  | 0
1.10.2 | Con'c (fck=21Mpa) | 13 | m3 | 94.08 |  | 0
1.10.3 | Con'c (fck=24Mpa) | 13 | m3 | 89.38 |  | 0
1.10.4 | Foundation Gravel (Transport+Compaction) | 5 | m3 | 63 |  | 0
1.10.5 | Form | 14 | m2 | 1433.88 |  | 0
1.10.6 | Cement Block (400x200x200mm, Mortar) | 18 | m2 | 537.6 |  | 0
1.10.7 | Roof Work (IBR24 Chromadeck roof cover) | 18 | m2 | 1050 |  | 0
1.10.8 | Roof Work (Wood, 50ⅹ200ⅹ3,600mm) | 18 | m | 1587.6 |  | 0
1.10.9 | Roof Work (Wood, 38ⅹ140ⅹ3,600mm) | 18 | m | 6350.4 |  | 0
1.10.10 | Roof Work (Wood, 90ⅹ140ⅹ3,600mm) | 18 | m | 1134 |  | 0
1.10.11 | Entrance Gate (Steel 1800x2100mm) | 18 | No | 21 |  | 0
1.10.12 | Safety Fence (H2200 x W3000) | 18 | No | 344 |  | 0
1.10.13 | Safety Fence Gate (H2200 x W3000) | 18 | No | 20 |  | 0
1.10.14 | Reinforcing Bar | 15 | ton | 23.96 |  | 0
| Total of 1.10 |  |  |  |  | 0
1.11 | Asphalt Road Breaking & Restoration |  |  |  |  | 0
1.11.1 | Breaking Asphalt (THK 50mm) | 17 | m3 | 16.5 |  | 0
1.11.2 | Asphalt Pavement (THK 50mm) | 9 | m3 | 16.5 |  | 0
1.11.3 | Prime Coating MC30 | 9 | m2 | 330 |  | 0
1.11.4 | Aggregate (THK 200mm) | 9 | m3 | 66 |  | 0
1.11.5 | Sub Base (THK 200mm) | 9 | m3 | 66 |  | 0
| Total of 1.11 |  |  |  |  | 0
1.12 | Detour Road Works |  |  |  |  | 0
1.12.1 | Embankment Fill | 7 | m3 | 8658 |  | 0
1.12.2 | Disposal of Surplus Soil | 11 | m3 | 8658 |  | 0
| Total of 1.12 |  |  |  |  | 0
1.13 | Pipe Protection Concrete |  |  |  |  | 0
1.13.1 | Con'c (fck=21Mpa) | 13 | m3 | 212.72 |  | 0
1.13.2 | Aggregate (THK 200mm) | 9 | m3 | 32.44 |  | 0
1.13.3 | Form | 14 | m2 | 360.16 |  | 0
1.13.4 | Reinforcing Bar | 15 | ton | 4.14 |  | 0
| Total of 1.13 |  |  |  |  | 0
1.14 | Pipe Works (SC1A)
1.14.1 | HDPE Pipe (SDR21, D630mm) | 21 | m | 1236 |  | 0
1.14.2 | HDPE Pipe (SDR21, D225mm) | 21 | m | 10 |  | 0
1.14.3 | HDPE Pipe elbow (SDR21, D630/45º) | 21 | No | 1 |  | 0
1.14.4 | HDPE Pipe elbow (SDR21, D225/22º ½) | 21 | No | 2 |  | 0
1.14.5 | HDPE Pipe Tee (SDR21, D630) | 21 | No | 1 |  | 0
1.14.6 | HDPE Pipe Reducing Tee (SDR21, D630/D125) | 21 | No | 2 |  | 0
1.14.7 | HDPE Pipe Level Invert Tee (SDR21, D630/D225) | 21 | No | 1 |  | 0
1.14.8 | HDPE Pipe Flange Adaptor with Steel Back-up Ring (SDR21, D630) | 21 | No | 7 |  | 0
1.14.9 | HDPE Pipe Flange Adaptor with Steel Back-up Ring (SDR21, D225) | 21 | No | 3 |  | 0
1.14.10 | HDPE Pipe Flange Adaptor with Steel Back-up Ring (SDR21, D125) | 21 | No | 2 |  | 0
1.15.11 | HDPE Pipe Puddle Flange (SDR21, D630) | 21 | No | 6 |  | 0
1.14.12 | HDPE Pipe Puddle Flange (SDR21, D225) | 21 | No | 3 |  | 0
1.14.13 | Dismantling Joint (PE Coated Steel) (D550) | 22 | No | 3 |  | 0
1.14.14 | Dismantling Joint (PE Coated Steel) (D200) | 22 | No | 1 |  | 0
1.14.15 | Blank Flange (PE Coated Steel) (D550) | 22 | No | 1 |  | 0
1.14.16 | Flowmeter (Ultrasonic type) (D550) | 20 | No | 1 |  | 0
1.14.17 | Butterfly Valve (PN10, Electric) (D550) | 20 | No | 2 |  | 0
1.14.18 | Butterfly Valve (PN10, Manual) (D200) | 20 | No | 1 |  | 0
1.14.19 | Gate Valve (PN10, Manual) (D100) | 20 | No | 2 |  | 0
1.14.20 | Air Valve (Quick Release) (D100) | 20 | No | 2 |  | 0
1.14.21 | Pipeline Marker | 23 | No | 12 |  | 0
| Total of 1.14 |  |  |  |  | 0
1.15 | Pipe Works (SC1) |  |  |  |  | 0
1.15.1 | HDPE Pipe (SDR21, D1000mm) | 21 | m | 8123 |  | 0
1.15.2 | HDPE Pipe (SDR21, D800mm) | 21 | m | 3825 |  | 0
1.15.3 | HDPE Pipe (SDR21, D710mm) | 21 | m | 50 |  | 0
1.15.4 | HDPE Pipe (SDR21, D315mm) | 21 | m | 20 |  | 0
1.15.5 | HDPE Pipe elbow (SDR21, D1000/45º) | 21 | No | 3 |  | 0
1.15.6 | HDPE Pipe elbow (SDR21, D1000/22º ½) | 21 | No | 2 |  | 0
1.15.7 | HDPE Pipe elbow (SDR21, D1000/11º ¼) | 21 | No | 2 |  | 0
1.15.8 | HDPE Pipe elbow (SDR21, D800/45º) | 21 | No | 4 |  | 0
1.15.9 | HDPE Pipe elbow (SDR21, D800/22º ½) | 21 | No | 1 |  | 0
1.15.10 | HDPE Pipe elbow (SDR21, D800/11º ¼) | 21 | No | 2 |  | 0
1.15.11 | HDPE Pipe elbow (SDR21, D315/22º ½) | 21 | No | 4 |  | 0
1.15.12 | HDPE Pipe Tee (SDR21, D710) | 21 | No | 1 |  | 0
1.15.13 | HDPE Pipe Reducing Tee (SDR21, D1000/D800) | 21 | No | 1 |  | 0
1.15.14 | HDPE Pipe Reducing Tee (SDR21, D1000/D710) | 21 | No | 1 |  | 0
1.15.15 | HDPE Pipe Reducing Tee (SDR21, D1000/D180) | 21 | No | 5 |  | 0
1.15.16 | HDPE Pipe Reducing Tee (SDR21, D800/D710) | 21 | No | 1 |  | 0
1.15.17 | HDPE Pipe Reducing Tee (SDR21, D800/D125) | 21 | No | 3 |  | 0
1.15.18 | HDPE Pipe Level invert Tee (SDR21, D800/D315) | 21 | No | 1 |  | 0
1.15.19 | HDPE Pipe Level Invert Tee (SDR21, D1,000/D225) | 21 | No | 1 |  | 0
1.15.20 | HDPE Pipe reducer (SDR21, D900/D800) | 21 | No | 1 |  | 0
1.15.21 | HDPE Pipe Flange Adaptor with Steel Back-up Ring (SDR21, D1000) | 21 | No | 4 |  | 0
1.15.22 | HDPE Pipe Flange Adaptor with Steel Back-up Ring (SDR21, D800) | 21 | No | 6 |  | 0
1.15.23 | HDPE Pipe Flange Adaptor with Steel Back-up Ring (SDR21, D710) | 21 | No | 3 |  | 0
1.15.24 | HDPE Pipe Flange Adaptor with Steel Back-up Ring (SDR21, D315) | 21 | No | 6 |  | 0
1.15.25 | HDPE Pipe Flange Adaptor with Steel Back-up Ring (SDR21, D180) | 21 | No | 5 |  | 0
1.15.26 | HDPE Pipe Flange Adaptor with Steel Back-up Ring (SDR21, D125) | 21 | No | 3 |  | 0
1.15.27 | HDPE Pipe Puddle Flange (SDR21, D1000) | 21 | No | 4 |  | 0
1.15.28 | HDPE Pipe Puddle Flange (SDR21, D800) | 21 | No | 8 |  | 0
1.15.29 | HDPE Pipe Puddle Flange (SDR21, D710) | 21 | No | 4 |  | 0
1.15.30 | HDPE Pipe Puddle Flange (SDR21, D315) | 21 | No | 6 |  | 0
1.15.31 | Dismantling Joint (PE Coated Steel) (D900) | 22 | No | 2 |  | 0
1.15.32 | Dismantling Joint (PE Coated Steel) (D750) | 22 | No | 2 |  | 0
1.15.33 | Dismantling Joint (PE Coated Steel) (D650) | 22 | No | 1 |  | 0
1.15.34 | Dismantling Joint (PE Coated Steel) (D300) | 22 | No | 2 |  | 0
1.15.35 | Blank Flange (PE Coated Steel) (D750) | 22 | No | 2 |  | 0
1.15.36 | Blank Flange (PE Coated Steel) (D650) | 22 | No | 1 |  | 0
1.15.37 | Flowmeter (Ultrasonic type) (D900) | 20 | No | 1 |  | 0
1.15.38 | Flowmeter (Insertion type) (Paddle wheel) | 20 | No | 3 |  | 0
1.15.39 | Butterfly Valve (PN10, Electric) (D900) | 20 | No | 1 |  | 0
1.15.40 | Butterfly Valve (PN10, Electric) (D750) | 20 | No | 2 |  | 0
1.15.41 | Butterfly Valve (PN10, Electric) (D650) | 20 | No | 1 |  | 0
1.15.42 | Butterfly Valve (PN10, Manual) (D300) | 20 | No | 2 |  | 0
1.15.43 | Gate Valve (PN10, Manual) (D150) | 20 | No | 5 |  | 0
1.15.44 | Gate Valve (PN10, Manual) (D100) | 20 | No | 3 |  | 0
1.15.45 | Air Valve (Quick Release) (D150) | 20 | No | 5 |  | 0
1.15.46 | Air Valve (Quick Release) (D100) | 20 | No | 3 |  | 0
1.15.47 | Pipeline Marker | 23 | No | 83 |  | 0
| Total of 1.15 |  |  |  |  | 0
1.16 | Pipe Works (SC2) |  |  |  |  | 0
1.16.1 | PE Coated Steel Pipe (D1400mm) | 22 | m | 9042 |  | 0
1.16.2 | PE Coated Steel Pipe (D1300mm) | 22 | m | 3941 |  | 0
1.16.3 | PE Coated Steel Pipe (D1100mm) | 22 | m | 1461 |  | 0
1.16.4 | HDPE Pipe (SDR21, D800mm) | 21 | m | 50 |  | 0
1.16.5 | HDPE Pipe (SDR21, D710mm) | 21 | m | 10 |  | 0
1.16.6 | HDPE Pipe (SDR21, D450mm) | 21 | m | 70 |  | 0
1.16.7 | HDPE Pipe (SDR21, D315mm) | 21 | m | 10 |  | 0
1.16.8 | PE Coated Steel elbow (D1400/45º) | 21 | No | 1 |  | 0
1.16.9 | PE Coated Steel elbow (D1400/22º ½) | 21 | No | 5 |  | 0
1.16.10 | PE Coated Steel elbow (D1400/5º ⅝) | 21 | No | 4 |  | 0
1.16.11 | HDPE Pipe elbow (SDR21, D800/22º ½) | 21 | No | 2 |  | 0
1.16.12 | HDPE Pipe elbow (SDR21, D450/22º ½) | 21 | No | 4 |  | 0
1.16.13 | HDPE Pipe elbow (SDR21, D315/22º ½) | 21 | No | 2 |  | 0
1.16.14 | PE Coated Steel Reducing Tee with Flanged Branch (D1400/D1100) | 22 | No | 1 |  | 0
1.16.15 | PE Coated Steel Reducing Tee with Flanged Branch (D1400/D750) | 22 | No | 1 |  | 0
1.16.16 | PE Coated Steel Reducing Tee with Flanged Branch (D1400/D650) | 22 | No | 1 |  | 0
1.16.17 | PE Coated Steel Reducing Tee with Flanged Branch (D1400/D600) | 22 | No | 7 |  | 0
1.16.18 | PE Coated Steel Reducing Tee with Flanged Branch (D1400/D400) | 22 | No | 1 |  | 0
1.16.19 | PE Coated Steel Reducing Tee with Flanged Branch (SDR21, D1300/D600) | 22 | No | 3 |  | 0
1.16.20 | PE Coated Steel Reducing Tee with Flanged Branch (SDR21, D1300/D550) | 22 | No | 1 |  | 0
1.16.21 | PE Coated Steel Reducing Tee with Flanged Branch (SDR21, D1100/D650) | 22 | No | 1 |  | 0
1.16.22 | PE Coated Steel Reducing Tee with Flanged Branch (SDR21, D1100/D600) | 22 | No | 2 |  | 0
1.16.23 | HDPE Pipe Reducing Tee (SDR21, D450/D335) | 21 | No | 1 |  | 0
1.16.24 | PE Coated Steel Level Invert Tee with Flanged Branch (D1400/D400) | 22 | No | 2 |  | 0
1.16.25 | PE Coated Steel Level Invert Tee with Flanged Branch (D1000/D300) | 22 | No | 1 |  | 0
1.16.26 | PE Coated Steel Reducer (D1400/D1200) | 22 | No | 1 |  | 0
1.16.27 | PE Coated Steel Reducer (D1300/D1100) | 22 | No | 1 |  | 0
1.16.28 | PE Coated Steel Flange (D1400) | 22 | No | 6 |  | 0
1.16.29 | PE Coated Steel Flange (D1100) | 22 | No | 3 |  | 0
1.16.30 | PE Coated Steel Reducing Flange (D600/D150) | 22 | No | 12 |  | 0
1.16.31 | HDPE Pipe Flange Adaptor with Steel Back-up Ring (SDR21, D800) | 21 | No | 3 |  | 0
1.16.32 | HDPE Pipe Flange Adaptor with Steel Back-up Ring (SDR21, D710) | 21 | No | 4 |  | 0
1.16.33 | HDPE Pipe Flange Adaptor with Steel Back-up Ring (SDR21, D450) | 21 | No | 10 |  | 0
1.16.34 | HDPE Pipe Flange Adaptor with Steel Back-up Ring (SDR21, D315) | 21 | No | 3 |  | 0
1.16.35 | Water stop sleeve with water swelling rubber (D1400) | 12 | No | 6 |  | 0
1.16.36 | Water stop sleeve with water swelling rubber (D1100) | 12 | No | 4 |  | 0
1.16.37 | HDPE Pipe Puddle Flange (SDR21, D800) | 21 | No | 4 |  | 0
1.16.38 | HDPE Pipe Puddle Flange (SDR21, D710) | 21 | No | 4 |  | 0
1.16.39 | HDPE Pipe Puddle Flange (SDR21, D450) | 21 | No | 10 |  | 0
1.16.40 | HDPE Pipe Puddle Flange (SDR21, D315) | 21 | No | 3 |  | 0
1.16.41 | Dismantling Joint (PE Coated Steel) (D1400) | 22 | No | 3 |  | 0
1.16.42 | Dismantling Joint (PE Coated Steel) (D1100) | 22 | No | 1 |  | 0
1.16.43 | Dismantling Joint (PE Coated Steel) (D750) | 22 | No | 1 |  | 0
1.16.44 | Dismantling Joint (PE Coated Steel) (D650) | 22 | No | 1 |  | 0
1.16.45 | Dismantling Joint (PE Coated Steel) (D400) | 22 | No | 3 |  | 0
1.16.46 | Dismantling Joint (PE Coated Steel) (D300) | 22 | No | 1 |  | 0
1.16.47 | Blank Flange (PE Coated Steel) (D1100) | 22 | No | 1 |  | 0
1.16.48 | Blank Flange (PE Coated Steel) (D650) | 22 | No | 1 |  | 0
1.16.49 | Blank Flange (PE Coated Steel) (D400) | 22 | No | 1 |  | 0
1.16.50 | Flowmeter (Ultrasonic type) (D1400) | 20 | No | 1 |  | 0
1.16.51 | Flowmeter (Insertion type) (Paddle wheel) | 20 | No | 4 |  | 0
1.16.52 | Butterfly Valve (PN10, Electric) (D1400) | 20 | No | 2 |  | 0
1.16.53 | Butterfly Valve (PN10, Electric) (D1100) | 20 | No | 1 |  | 0
1.16.54 | Butterfly Valve (PN10, Electric) (D750) | 20 | No | 1 |  | 0
1.16.55 | Butterfly Valve (PN10, Electric) (D650) | 20 | No | 1 |  | 0
1.16.56 | Butterfly Valve (PN10, Electric) (D400) | 20 | No | 1 |  | 0
1.16.57 | Butterfly Valve (PN10, Manual) (D400) | 20 | No | 2 |  | 0
1.16.58 | Butterfly Valve (PN10, Manual) (D300) | 20 | No | 1 |  | 0
1.16.59 | Gate Valve (PN10, Manual) (D150) | 20 | No | 12 |  | 0
1.16.60 | Air Valve (Quick Release) (D150) | 20 | No | 12 |  | 0
1.16.61 | Pipeline Marker | 23 | No | 146 |  | 0
| Total of 1.16 |  |  |  |  | 0
1.17 | Pipe Works (SC2-1)
1.17.1 | PE Coated Steel Pipe (D1100mm) | 22 | m | 990 |  | 0
1.17.2 | HDPE Pipe (SDR21, D900mm) | 21 | m | 2206 |  | 0
1.17.3 | HDPE Pipe (SDR21, D450mm) | 21 | m | 10 |  | 0
1.17.4 | HDPE Pipe (SDR21, D315mm) | 21 | m | 10 |  | 0
1.17.5 | PE Coated Steel elbow (D1100/45º) | 22 | No | 1 |  | 0
1.17.6 | HDPE Pipe elbow (SDR21, D450/22º ½) | 21 | No | 2 |  | 0
1.17.7 | HDPE Pipe elbow (SDR21, D315/22º ½) | 21 | No | 2 |  | 0
1.17.8 | PE Coated Steel Reducing Tee with Flanged Branch (SDR21, D1100/D600) | 22 | No | 1 |  | 0
1.17.9 | PE Coated Steel Reducing Tee with Flanged Branch (SDR21, D1100/D800) | 22 | No | 1 |  | 0
1.17.10 | HDPE Pipe Reducing Tee (SDR21, D900/D630) | 21 | No | 1 |  | 0
1.17.11 | HDPE Pipe Reducing Tee (SDR21, D900/D125) | 21 | No | 2 |  | 0
1.17.12 | PE Coated Steel Level Invert Tee with Flanged Branch (D1100/D400) | 22 | No | 1 |  | 0
1.17.13 | HDPE Pipe Level invert Tee (SDR21, D900/D315) | 21 | No | 1 |  | 0
1.17.14 | PE Coated Steel Flanged Reducer (D1100/D800) | 22 | No | 1 |  | 0
1.17.15 | PE Coated Steel Flange (D1100) | 22 | No | 5 |  | 0
1.17.16 | PE Coated Steel Reducing Flange (D600/D150) | 22 | No | 1 |  | 0
1.17.17 | HDPE Pipe Flange Adaptor with Steel Back-up Ring (SDR21, D900) | 21 | No | 9 |  | 0
1.17.18 | HDPE Pipe Flange Adaptor with Steel Back-up Ring (SDR21, D450) | 21 | No | 3 |  | 0
1.17.19 | HDPE Pipe Flange Adaptor with Steel Back-up Ring (SDR21, D315) | 21 | No | 2 |  | 0
1.17.20 | HDPE Pipe Flange Adaptor with Steel Back-up Ring (SDR21, D125) | 21 | No | 2 |  | 0
1.17.21 | Water stop sleeve with water swelling rubber (D1100) | 12 | No | 4 |  | 0
1.17.22 | HDPE Pipe Puddle Flange (SDR21, D900) | 21 | No | 10 |  | 0
1.17.23 | HDPE Pipe Puddle Flange (SDR21, D450) | 21 | No | 3 |  | 0
1.17.24 | HDPE Pipe Puddle Flange (SDR21, D315) | 21 | No | 3 |  | 0
1.17.25 | Dismantling Joint (PE Coated Steel) (D1100) | 22 | No | 2 |  | 0
1.17.26 | Dismantling Joint (PE Coated Steel) (D800) | 22 | No | 3 |  | 0
1.17.27 | Dismantling Joint (PE Coated Steel) (D400) | 22 | No | 1 |  | 0
1.17.28 | Dismantling Joint (PE Coated Steel) (D300) | 22 | No | 1 |  | 0
1.17.29 | Blank Flange (PE Coated Steel) (D800) | 22 | No | 1 |  | 0
1.17.30 | Flowmeter (Ultrasonic type) (D1100) | 20 | No | 1 |  | 0
1.17.31 | Flowmeter (Insertion type) (Paddle wheel) | 20 | No | 2 |  | 0
1.17.32 | Butterfly Valve (PN10, Electric) (D1100) | 20 | No | 1 |  | 0
1.17.33 | Butterfly Valve (PN10, Electric) (D800) | 20 | No | 3 |  | 0
1.17.34 | Butterfly Valve (PN10, Electric) (D300) | 20 | No | 1 |  | 0
1.17.35 | Butterfly Valve (PN10, Manual) (D400) | 20 | No | 1 |  | 0
1.17.36 | Gate Valve (PN10, Manual) (D150) | 20 | No | 1 |  | 0
1.17.37 | Gate Valve (PN10, Manual) (D100) | 20 | No | 2 |  | 0
1.17.38 | Air Valve (Quick Release) (D150) | 20 | No | 1 |  | 0
1.17.39 | Air Valve (Quick Release) (D100) | 20 | No | 2 |  | 0
1.17.40 | Pipeline Marker | 23 | No | 32 |  | 0
| Total of 1.17 |  |  |  |  | 0
1.18 | Pipe Works (SC2-2) |  |  |  |  | 0
1.18.1 | HDPE Pipe (SDR21, D630mm) | 21 | m | 521 |  | 0
1.18.2 | HDPE Pipe elbow (SDR21, D630/22º ½) | 21 | No | 2 |  | 0
1.18.3 | HDPE Pipe Tee (SDR21, D630) | 21 | No | 1 |  | 0
1.18.4 | HDPE Pipe Reducing Tee (SDR21, D630/D125) | 21 | No | 1 |  | 0
1.18.5 | HDPE Pipe Flange Adaptor with Steel Back-up Ring (SDR21, D630) | 21 | No | 7 |  | 0
1.18.6 | HDPE Pipe Flange Adaptor with Steel Back-up Ring (SDR21, D125) | 21 | No | 1 |  | 0
1.18.7 | HDPE Pipe Puddle Flange (SDR21, D630) | 21 | No | 6 |  | 0
1.18.8 | Dismantling Joint (PE Coated Steel) (D550) | 22 | No | 3 |  | 0
1.18.9 | Flowmeter (Ultrasonic type) (D550) | 20 | No | 1 |  | 0
1.18.10 | Butterfly Valve (PN10, Electric) (D550) | 20 | No | 2 |  | 0
1.18.11 | Gate Valve (PN10, Manual) (D100) | 20 | No | 1 |  | 0
1.18.12 | Air Valve (Quick Release) (D100) | 20 | No | 1 |  | 0
1.18.13 | Pipeline Marker | 23 | No | 5 |  | 0
| Total of 1.18 |  |  |  |  | 0
1.19 | Pipe Works (SC3) |  |  |  |  | 0
1.19.1 | HDPE Pipe (SDR21, D560mm) | 21 | m | 1308 |  | 0
1.19.2 | HDPE Pipe elbow (SDR21, D560/45º) | 21 | No | 2 |  | 0
1.19.3 | HDPE Pipe Reducing Tee (SDR21, D560/D500) | 21 | No | 1 |  | 0
1.19.4 | HDPE Pipe Reducing Tee (SDR21, D560/D90) | 21 | No | 1 |  | 0
1.19.5 | HDPE Pipe Flange Adaptor with Steel Back-up Ring (SDR21, D560) | 21 | No | 7 |  | 0
1.19.6 | HDPE Pipe Flange Adaptor with Steel Back-up Ring (SDR21, D90) | 21 | No | 1 |  | 0
1.19.7 | HDPE Pipe Puddle Flange (SDR21, D560) | 21 | No | 6 |  | 0
1.19.8 | Dismantling Joint (PE Coated Steel) (D500) | 22 | No | 3 |  | 0
1.19.9 | Blank Flange (PE Coated Steel) (D500) | 22 | No | 1 |  | 0
1.19.10 | Flowmeter (Ultrasonic type) (D500) | 20 | No | 1 |  | 0
1.19.11 | Butterfly Valve (PN10, Electric) (D500) | 20 | No | 2 |  | 0
1.19.12 | Gate Valve (PN10, Manual) (D80) | 20 | No | 1 |  | 0
1.19.13 | Air Valve (Quick Release) (D80) | 20 | No | 1 |  | 0
1.19.14 | Pipeline Marker | 23 | No | 13 |  | 0
| Total of 1.19 |  |  |  |  | 0
1.2 | Pipe Works (SC4) |  |  |  |  | 0
1.20.1 | HDPE Pipe (SDR21, D800mm) | 21 | m | 810 |  | 0
1.20.2 | HDPE Pipe elbow (SDR21, D800/22º ½) | 21 | No | 2 |  | 0
1.20.3 | HDPE Pipe elbow (SDR21, D800/11º ¼) | 21 | No | 2 |  | 0
1.20.4 | HDPE Pipe Reducing Tee (SDR21, D800/D710) | 21 | No | 1 |  | 0
1.20.5 | HDPE Pipe Reducing Tee (SDR21, D800/D125) | 21 | No | 1 |  | 0
1.20.6 | HDPE Pipe Flange Adaptor with Steel Back-up Ring (SDR21, D800) | 21 | No | 7 |  | 0
1.20.7 | HDPE Pipe Flange Adaptor with Steel Back-up Ring (SDR21, D125) | 21 | No | 1 |  | 0
1.20.8 | HDPE Pipe Puddle Flange (SDR21, D800) | 21 | No | 6 |  | 0
1.20.9 | Dismantling Joint (PE Coated Steel) (D750) | 22 | No | 3 |  | 0
1.20.10 | Blank Flange (PE Coated Steel) (D750) | 22 | No | 1 |  | 0
1.20.11 | Flowmeter (Ultrasonic type) (D750) | 20 | No | 1 |  | 0
1.20.12 | Butterfly Valve (PN10, Electric) (D750) | 20 | No | 2 |  | 0
1.20.13 | Gate Valve (PN10, Manual) (D100) | 20 | No | 1 |  | 0
1.20.14 | Air Valve (Quick Release) (D100) | 20 | No | 1 |  | 0
1.20.15 | Pipeline Marker | 23 | No | 9 |  | 0
| Total of 1.20 |  |  |  |  | 0
1.21 | Pipe Works (SC5) |  |  |  |  | 0
1.21.1 | HDPE Pipe (SDR21, D630mm) | 21 | m | 800 |  | 0
1.21.2 | HDPE Pipe Tee (SDR21, D630) | 21 | No | 1 |  | 0
1.21.3 | HDPE Pipe Reducing Tee (SDR21, D630/D125) | 21 | No | 1 |  | 0
1.21.4 | HDPE Pipe Flange Adaptor with Steel Back-up Ring (SDR21, D630) | 21 | No | 7 |  | 0
1.21.5 | HDPE Pipe Flange Adaptor with Steel Back-up Ring (SDR21, D125) | 21 | No | 1 |  | 0
1.21.6 | HDPE Pipe Puddle Flange (SDR21, D630) | 21 | No | 6 |  | 0
1.21.7 | Dismantling Joint (PE Coated Steel) (D550) | 22 | No | 3 |  | 0
1.21.8 | Blank Flange (PE Coated Steel) (D550) | 22 | No | 1 |  | 0
1.21.9 | Flowmeter (Ultrasonic type) (D550) | 20 | No | 1 |  | 0
1.21.10 | Butterfly Valve (PN10, Electric) (D550) | 20 | No | 2 |  | 0
1.21.11 | Gate Valve (PN10, Manual) (D100) | 20 | No | 1 |  | 0
1.21.12 | Air Valve (Quick Release) (D100) | 20 | No | 1 |  | 0
1.21.13 | Pipeline Marker | 23 | No | 8 |  | 0
| Total of 1.21 |  |  |  |  | 0
1.22 | Pipe Works (SC6)
1.22.1 | HDPE Pipe (SDR21, D800mm) | 21 | m | 1100 |  | 0
1.22.2 | HDPE Pipe elbow (SDR21, D800/22º ½) | 21 | No | 3 |  | 0
1.22.3 | HDPE Pipe elbow (SDR21, D800/11º ¼) | 21 | No | 2 |  | 0
1.22.4 | HDPE Pipe Reducing Tee (SDR21, D800/D710) | 21 | No | 1 |  | 0
1.22.5 | HDPE Pipe Reducing Tee (SDR21, D800/D125) | 21 | No | 2 |  | 0
1.22.6 | HDPE Pipe Flange Adaptor with Steel Back-up Ring (SDR21, D800) | 21 | No | 7 |  | 0
1.22.7 | HDPE Pipe Flange Adaptor with Steel Back-up Ring (SDR21, D125) | 21 | No | 2 |  | 0
1.22.8 | HDPE Pipe Puddle Flange (SDR21, D800) | 21 | No | 6 |  | 0
1.22.9 | Dismantling Joint (PE Coated Steel) (D750) | 22 | No | 3 |  | 0
1.23.10 | Blank Flange (PE Coated Steel) (D750) | 22 | No | 1 |  | 0
1.22.11 | Flowmeter (Ultrasonic type) (D750) | 20 | No | 1 |  | 0
1.22.12 | Butterfly Valve (PN10, Electric) (D750) | 20 | No | 2 |  | 0
1.22.13 | Gate Valve (PN10, Manual) (D100) | 20 | No | 2 |  | 0
1.22.14 | Air Valve (Quick Release) (D100) | 20 | No | 2 |  | 0
1.22.15 | Pipeline Marker | 23 | No | 11 |  | 0
| Total of 1.22 |  |  |  |  | 0
1.23 | Pipe Works (SC12) |  |  |  |  | 0
1.23.1 | HDPE Pipe (SDR21, D710mm) | 21 | m | 405 |  | 0
1.23.2 | HDPE Pipe Reducing Tee (SDR21, D710/D630) | 21 | No | 1 |  | 0
1.23.3 | HDPE Pipe Reducing Tee (SDR21, D710/D125) | 21 | No | 1 |  | 0
1.23.4 | HDPE Pipe Flange Adaptor with Steel Back-up Ring (SDR21, D710) | 21 | No | 7 |  | 0
1.23.5 | HDPE Pipe Flange Adaptor with Steel Back-up Ring (SDR21, D125) | 21 | No | 1 |  | 0
1.23.6 | HDPE Pipe Puddle Flange (SDR21, D710) | 21 | No | 6 |  | 0
1.23.7 | Dismantling Joint (PE Coated Steel) (D650) | 22 | No | 3 |  | 0
1.23.8 | Blank Flange (PE Coated Steel) (D650) | 22 | No | 1 |  | 0
1.23.9 | Flowmeter (Ultrasonic type) (D650) | 20 | No | 1 |  | 0
1.23.10 | Butterfly Valve (PN10, Electric) (D650) | 20 | No | 2 |  | 0
1.23.11 | Gate Valve (PN10, Manual) (D100) | 20 | No | 1 |  | 0
1.23.12 | Air Valve (Quick Release) (D100) | 20 | No | 1 |  | 0
1.23.13 | Pipeline Marker | 23 | No | 4 |  | 0
| Total of 1.23 |  |  |  |  | 0
1.24 | Pipe Works (SC13)
1.24.1 | HDPE Pipe (SDR21, D500mm) | 21 | m | 660 |  | 0
1.24.2 | HDPE Pipe Reducing Tee (SDR21, D500/D355) | 21 | No | 1 |  | 0
1.24.3 | HDPE Pipe Reducing Tee (SDR21, D500/D90) | 21 | No | 1 |  | 0
1.24.4 | HDPE Pipe Flange Adaptor with Steel Back-up Ring (SDR21, D500) | 21 | No | 7 |  | 0
1.24.5 | HDPE Pipe Flange Adaptor with Steel Back-up Ring (SDR21, D90) | 21 | No | 1 |  | 0
1.24.6 | HDPE Pipe Puddle Flange (SDR21, D500) | 21 | No | 6 |  | 0
1.24.7 | Dismantling Joint (PE Coated Steel) (D450) | 22 | No | 3 |  | 0
1.24.8 | Blank Flange (PE Coated Steel) (D450) | 22 | No | 1 |  | 0
1.24.9 | Flowmeter (Ultrasonic type) (D450) | 20 | No | 1 |  | 0
1.24.10 | Butterfly Valve (PN10, Electric) (D450) | 20 | No | 2 |  | 0
1.24.11 | Gate Valve (PN10, Manual) (D80) | 20 | No | 1 |  | 0
1.24.12 | Air Valve (Quick Release) (D80) | 20 | No | 1 |  | 0
1.24.13 | Pipeline Marker | 23 | No | 7 |  | 0
| Total of 1.24 |  |  |  |  | 0
1.25 | Pipe Works (SC14) |  |  |  |  | 0
1.25.1 | HDPE Pipe (SDR21, D400mm) | 21 | m | 58 |  | 0
1.25.2 | HDPE Pipe elbow (SDR21, D400/22º ½) | 21 | No | 5 |  | 0
1.25.3 | HDPE Pipe elbow (SDR21, D400/11º ¼) | 21 | No | 1 |  | 0
1.25.4 | HDPE Pipe Reducing Tee (SDR21, D400/D355) | 21 | No | 1 |  | 0
1.25.5 | HDPE Pipe Reducing Tee (SDR21, D400/D90) | 21 | No | 1 |  | 0
1.25.6 | HDPE Pipe Flange Adaptor with Steel Back-up Ring (SDR21, D400) | 21 | No | 7 |  | 0
1.25.7 | HDPE Pipe Flange Adaptor with Steel Back-up Ring (SDR21, D90) | 21 | No | 1 |  | 0
1.25.8 | HDPE Pipe Puddle Flange (SDR21, D400) | 21 | No | 6 |  | 0
1.25.9 | Dismantling Joint (PE Coated Steel) (D350) | 22 | No | 3 |  | 0
1.25.10 | Blank Flange (PE Coated Steel) (D350) | 22 | No | 1 |  | 0
1.25.11 | Flowmeter (Ultrasonic type) (D350) | 20 | No | 1 |  | 0
1.25.12 | Butterfly Valve (PN10, Electric) (D350) | 20 | No | 2 |  | 0
1.25.13 | Gate Valve (PN10, Manual) (D80) | 20 | No | 1 |  | 0
1.25.14 | Air Valve(Quick Release) (D80) | 20 | No | 1 |  | 0
1.25.15 | Pipeline Marker | 23 | No | 1 |  | 0
| Total of 1.25 |  |  |  |  | 0
1.26 | Pipe Works (SC15) |  |  |  |  | 0
1.26.1 | HDPE Pipe (SDR21, D400mm) | 21 | m | 59 |  | 0
1.26.2 | HDPE Pipe elbow (SDR21, D400/22º ½) | 21 | No | 3 |  | 0
1.26.3 | HDPE Pipe Reducing Tee (SDR21, D400/D355) | 21 | No | 1 |  | 0
1.26.4 | HDPE Pipe Reducing Tee (SDR21, D400/D90) | 21 | No | 1 |  | 0
1.26.5 | HDPE Pipe Flange Adaptor with Steel Back-up Ring (SDR21, D400) | 21 | No | 7 |  | 0
1.26.6 | HDPE Pipe Flange Adaptor with Steel Back-up Ring (SDR21, D90) | 21 | No | 1 |  | 0
1.26.7 | HDPE Pipe Puddle Flange (SDR21, D400) | 21 | No | 6 |  | 0
1.26.8 | Dismantling Joint (PE Coated Steel) (D350) | 22 | No | 3 |  | 0
1.26.9 | Blank Flange (PE Coated Steel) (D350) | 22 | No | 1 |  | 0
1.26.10 | Flowmeter (Ultrasonic type) (D350) | 20 | No | 1 |  | 0
1.26.11 | Butterfly Valve (PN10, Electric) (D350) | 20 | No | 2 |  | 0
1.26.12 | Gate Valve (PN10, Manual) (D80) | 20 | No | 1 |  | 0
1.26.13 | Air Valve (Quick Release) (D80) | 20 | No | 1 |  | 0
1.26.14 | Pipeline Marker | 23 | No | 1 |  | 0
| Total of 1.26 |  |  |  |  | 0
1.27 | Pipe Works (SC16) |  |  |  |  | 0
1.27.1 | HDPE Pipe (SDR21, D400mm) | 21 | m | 108 |  | 0
1.27.2 | HDPE Pipe elbow (SDR21, D400/45º) | 21 | No | 1 |  | 0
1.27.3 | HDPE Pipe elbow (SDR21, D400/22º ½) | 21 | No | 4 |  | 0
1.27.4 | HDPE Pipe Reducing Tee (SDR21, D400/D355) | 21 | No | 1 |  | 0
1.27.5 | HDPE Pipe Reducing Tee (SDR21, D400/D90) | 21 | No | 1 |  | 0
1.27.6 | HDPE Pipe Flange Adaptor with Steel Back-up Ring (SDR21, D400) | 21 | No | 7 |  | 0
1.27.7 | HDPE Pipe Flange Adaptor with Steel Back-up Ring (SDR21, D90) | 21 | No | 1 |  | 0
1.27.8 | HDPE Pipe Puddle Flange (SDR21, D400) | 21 | No | 6 |  | 0
1.27.9 | Dismantling Joint (PE Coated Steel) (D350) | 22 | No | 3 |  | 0
1.27.10 | Blank Flange (PE Coated Steel) (D350) | 22 | No | 1 |  | 0
1.27.11 | Flowmeter (Ultrasonic type) (D350) | 20 | No | 1 |  | 0
1.27.12 | Butterfly Valve (PN10, Electric) (D350) | 20 | No | 2 |  | 0
1.27.13 | Gate Valve (PN10, Manual) (D80) | 20 | No | 1 |  | 0
1.27.14 | Air Valve (Quick Release) (D80) | 20 | No | 1 |  | 0
1.27.15 | Pipeline Marker | 23 | No | 1 |  | 0
| Total of 1.27 |  |  |  |  | 0
1.28 | Pipe Works (SC17)
1.28.1 | HDPE Pipe (SDR21, D800mm) | 21 | m | 1005 |  | 0
1.28.2 | HDPE Pipe (SDR21, D315mm) | 21 | m | 10 |  | 0
1.28.3 | HDPE Pipe elbow (SDR21, D315/22º ½) | 21 | No | 2 |  | 0
1.28.4 | HDPE Pipe Reducing Tee (SDR21, D800/D630) | 21 | No | 1 |  | 0
1.28.5 | HDPE Pipe Reducing Tee (SDR21, D800/D125) | 21 | No | 3 |  | 0
1.28.6 | HDPE Pipe Level invert Tee (SDR21, D800/D315) | 21 | No | 1 |  | 0
1.28.7 | HDPE Pipe Flange Adaptor with Steel Back-up Ring (SDR21, D800) | 21 | No | 7 |  | 0
1.28.8 | HDPE Pipe Flange Adaptor with Steel Back-up Ring (SDR21, D315) | 21 | No | 2 |  | 0
1.28.9 | HDPE Pipe Flange Adaptor with Steel Back-up Ring (SDR21, D125) | 21 | No | 3 |  | 0
1.28.10 | HDPE Pipe Puddle Flange (SDR21, D800) | 21 | No | 6 |  | 0
1.28.11 | HDPE Pipe Puddle Flange (SDR21, D315) | 21 | No | 3 |  | 0
1.28.12 | Dismantling Joint (PE Coated Steel) (D750) | 22 | No | 3 |  | 0
1.28.13 | Dismantling Joint (PE Coated Steel) (D300) | 22 | No | 1 |  | 0
1.28.14 | Blank Flange (PE Coated Steel) (D750) | 22 | No | 1 |  | 0
1.28.15 | Flowmeter (Ultrasonic type) (D750) | 20 | No | 1 |  | 0
1.28.16 | Butterfly Valve (PN10, Electric) (D750) | 20 | No | 2 |  | 0
1.28.17 | Butterfly Valve (PN10, Manual) (D300) | 20 | No | 1 |  | 0
1.28.18 | Gate Valve (PN10, Manual) (D100) | 20 | No | 3 |  | 0
1.28.19 | Air Valve (Quick Release) (D100) | 20 | No | 3 |  | 0
1.28.20 | Pipeline Marker | 23 | No | 10 |  | 0
| Total of 1.28 |  |  |  |  | 0
1.29 | Pipe Works (SC18)
1.29.1 | HDPE Pipe (SDR21, D1000mm) | 21 | m | 2791 |  | 0
1.29.2 | HDPE Pipe (SDR21, D900mm) | 21 | m | 1919 |  | 0
1.29.3 | HDPE Pipe (SDR21, D710mm) | 21 | m | 50 |  | 0
1.29.4 | HDPE Pipe (SDR21, D450mm) | 21 | m | 10 |  | 0
1.29.5 | HDPE Pipe (SDR21, D315mm) | 21 | m | 10 |  | 0
1.29.6 | HDPE Pipe elbow (SDR21, D900/45º) | 21 | No | 4 |  | 0
1.29.7 | HDPE Pipe elbow (SDR21, D315/22º ½) | 21 | No | 2 |  | 0
1.29.8 | HDPE Pipe Tee (SDR21, D710) | 21 | No | 1 |  | 0
1.29.9 | HDPE Pipe Reducing Tee (SDR21, D1000/D710) | 21 | No | 1 |  | 0
1.29.10 | HDPE Pipe Reducing Tee (SDR21, D1000/D450) | 21 | No | 1 |  | 0
1.29.11 | HDPE Pipe Reducing Tee (SDR21, D1000/D180) | 21 | No | 2 |  | 0
1.29.12 | HDPE Pipe Reducing Tee (SDR21, D900/D710) | 21 | No | 1 |  | 0
1.29.13 | HDPE Pipe Reducing Tee (SDR21, D900/D125) | 21 | No | 2 |  | 0
1.29.14 | HDPE Pipe Level invert Tee (SDR21, D900/D315) | 21 | No | 1 |  | 0
1.29.15 | HDPE Pipe reducer (SDR21, D1000/D900) | 21 | No | 1 |  | 0
1.29.16 | HDPE Pipe Flange Adaptor with Steel Back-up Ring (SDR21, D1000) | 21 | No | 4 |  | 0
1.29.17 | HDPE Pipe Flange Adaptor with Steel Back-up Ring (SDR21, D900) | 21 | No | 3 |  | 0
1.29.18 | HDPE Pipe Flange Adaptor with Steel Back-up Ring (SDR21, D710) | 21 | No | 3 |  | 0
1.29.19 | HDPE Pipe Flange Adaptor with Steel Back-up Ring (SDR21, D450) | 21 | No | 3 |  | 0
1.29.20 | HDPE Pipe Flange Adaptor with Steel Back-up Ring (SDR21, D315) | 21 | No | 2 |  | 0
1.29.21 | HDPE Pipe Flange Adaptor with Steel Back-up Ring (SDR21, D180) | 21 | No | 2 |  | 0
1.29.22 | HDPE Pipe Flange Adaptor with Steel Back-up Ring (SDR21, D125) | 21 | No | 2 |  | 0
1.29.23 | HDPE Pipe Puddle Flange (SDR21, D1000) | 21 | No | 4 |  | 0
1.29.24 | HDPE Pipe Puddle Flange (SDR21, D900) | 21 | No | 4 |  | 0
1.29.25 | HDPE Pipe Puddle Flange (SDR21, D710) | 21 | No | 4 |  | 0
1.29.26 | HDPE Pipe Puddle Flange (SDR21, D450) | 21 | No | 4 |  | 0
1.29.27 | HDPE Pipe Puddle Flange (SDR21, D315) | 21 | No | 3 |  | 0
1.29.28 | Dismantling Joint (PE Coated Steel) (D900) | 22 | No | 2 |  | 0
1.29.29 | Dismantling Joint (PE Coated Steel) (D800) | 22 | No | 1 |  | 0
1.29.30 | Dismantling Joint (PE Coated Steel) (D650) | 22 | No | 1 |  | 0
1.29.31 | Dismantling Joint (PE Coated Steel) (D400) | 22 | No | 1 |  | 0
1.29.32 | Dismantling Joint (PE Coated Steel) (D300) | 22 | No | 1 |  | 0
1.29.33 | Blank Flange (PE Coated Steel) (D800) | 22 | No | 1 |  | 0
1.29.34 | Blank Flange (PE Coated Steel) (D650) | 22 | No | 1 |  | 0
1.29.35 | Blank Flange (PE Coated Steel) (D400) | 22 | No | 1 |  | 0
1.29.36 | Flowmeter (Ultrasonic type) (D900) | 20 | No | 1 |  | 0
1.29.37 | Flowmeter (Insertion type) (Paddle wheel) | 20 | No | 3 |  | 0
1.29.38 | Butterfly Valve (PN10, Electric) (D900) | 20 | No | 1 |  | 0
1.29.39 | Butterfly Valve (PN10, Electric) (D800) | 20 | No | 1 |  | 0
1.29.40 | Butterfly Valve (PN10, Electric) (D650) | 20 | No | 1 |  | 0
1.29.41 | Butterfly Valve (PN10, Electric) (D400) | 20 | No | 1 |  | 0
1.29.42 | Butterfly Valve (PN10, Manual) (D300) | 20 | No | 1 |  | 0
1.29.43 | Gate Valve (PN10, Manual) (D150) | 20 | No | 2 |  | 0
1.29.44 | Gate Valve (PN10, Manual) (D100) | 20 | No | 2 |  | 0
1.29.45 | Air Valve (Quick Release) (D150) | 20 | No | 2 |  | 0
1.29.46 | Air Valve (Quick Release) (D100) | 20 | No | 2 |  | 0
1.29.47 | Pipeline Marker | 23 | No | 48 |  | 0
| Total of 1.29 |  |  |  |  | 0
1.3 | Pipe Works (SC19) |  |  |  |  | 0
1.30.1 | PE Coated Steel Pipe (D1300mm) | 22 | m | 1363 |  | 0
1.30.2 | PE Coated Steel Pipe (D1100mm) | 22 | m | 2352 |  | 0
1.30.3 | HDPE Pipe (SDR21, D800mm) | 21 | m | 267 |  | 0
1.30.4 | HDPE Pipe (SDR21, D710mm) | 21 | m | 10 |  | 0
1.30.5 | HDPE Pipe (SDR21, D630mm) | 21 | m | 10 |  | 0
1.30.6 | HDPE Pipe (SDR21, D560mm) | 21 | m | 3757 |  | 0
1.30.7 | HDPE Pipe elbow (SDR21, D560/90º) | 21 | No | 1 |  | 0
1.30.8 | HDPE Pipe elbow (SDR21, D560/45º) | 21 | No | 1 |  | 0
1.30.9 | HDPE Pipe elbow (SDR21, D560/22º ½) | 21 | No | 1 |  | 0
1.30.10 | PE Coated Steel Tee with Flanged Branch (SDR21, D1100/90º) | 21 | No | 1 |  | 0
1.30.11 | HDPE Pipe Tee (SDR21, D710) | 21 | No | 1 |  | 0
1.30.12 | PE Coated Steel Reducing Tee with Flanged Branch (SDR21, D1300/D600) | 22 | No | 2 |  | 0
1.30.13 | PE Coated Steel Reducing Tee with Flanged Branch (SDR21, D1100/D650) | 22 | No | 1 |  | 0
1.30.14 | PE Coated Steel Reducing Tee with Flanged Branch (SDR21, D1100/D600) | 22 | No | 1 |  | 0
1.30.15 | HDPE Pipe Reducing Tee (SDR21, D800/D630) | 21 | No | 1 |  | 0
1.30.16 | HDPE Pipe Reducing Tee (SDR21, D800/D125) | 21 | No | 1 |  | 0
1.30.17 | HDPE Pipe Reducing Tee (SDR21, D560/D500) | 21 | No | 1 |  | 0
1.30.18 | HDPE Pipe Reducing Tee (SDR21, D560/D90) | 21 | No | 6 |  | 0
1.30.19 | PE Coated Steel Reducer (D1300/D1100) | 22 | No | 1 |  | 0
1.30.20 | PE Coated Steel Flanged Reducer (D1100/D750) | 22 | No | 1 |  | 0
1.30.21 | PE Coated Steel Flange (D1300) | 22 | No | 4 |  | 0
1.30.22 | PE Coated Steel Flange (D1100) | 22 | No | 1 |  | 0
1.30.23 | PE Coated Steel Reducing Flange (D600/D150) | 22 | No | 3 |  | 0
1.30.24 | HDPE Pipe Flange Adaptor with Steel Back-up Ring (SDR21, D800) | 21 | No | 3 |  | 0
1.30.25 | HDPE Pipe Flange Adaptor with Steel Back-up Ring (SDR21, D710) | 21 | No | 4 |  | 0
1.30.26 | HDPE Pipe Flange Adaptor with Steel Back-up Ring (SDR21, D630) | 21 | No | 3 |  | 0
1.30.27 | HDPE Pipe Flange Adaptor with Steel Back-up Ring (SDR21, D560) | 21 | No | 3 |  | 0
1.30.28 | HDPE Pipe Flange Adaptor with Steel Back-up Ring (SDR21, D125) | 21 | No | 1 |  | 0
1.30.29 | HDPE Pipe Flange Adaptor with Steel Back-up Ring (SDR21, D90) | 21 | No | 6 |  | 0
1.30.30 | Water stop sleeve with water swelling rubber (D1300) | 12 | No | 4 |  | 0
1.30.31 | HDPE Pipe Puddle Flange (SDR21, D800) | 21 | No | 2 |  | 0
1.30.32 | HDPE Pipe Puddle Flange (SDR21, D710) | 21 | No | 4 |  | 0
1.30.33 | HDPE Pipe Puddle Flange (SDR21, D630) | 21 | No | 4 |  | 0
1.30.34 | HDPE Pipe Puddle Flange (SDR21, D560) | 21 | No | 4 |  | 0
1.30.35 | Dismantling Joint (PE Coated Steel) (D1300) | 22 | No | 2 |  | 0
1.30.36 | Dismantling Joint (PE Coated Steel) (D750) | 22 | No | 1 |  | 0
1.30.37 | Dismantling Joint (PE Coated Steel) (D650) | 22 | No | 1 |  | 0
1.30.38 | Dismantling Joint (PE Coated Steel) (D500) | 22 | No | 2 |  | 0
1.30.39 | Blank Flange (PE Coated Steel) (D650) | 22 | No | 1 |  | 0
1.30.40 | Blank Flange (PE Coated Steel) (D500) | 22 | No | 2 |  | 0
1.30.41 | Flowmeter (Ultrasonic type) (D1300) | 20 | No | 1 |  | 0
1.30.42 | Flowmeter (Insertion type) (Paddle wheel) | 20 | No | 3 |  | 0
1.30.43 | Butterfly Valve (PN10, Electric) (D1300) | 20 | No | 1 |  | 0
1.30.44 | Butterfly Valve (PN10, Electric) (D750) | 20 | No | 1 |  | 0
1.30.45 | Butterfly Valve (PN10, Electric) (D650) | 20 | No | 1 |  | 0
1.30.46 | Butterfly Valve (PN10, Electric) (D500) | 20 | No | 2 |  | 0
1.30.47 | Gate Valve (PN10, Manual) (D150) | 20 | No | 3 |  | 0
1.30.48 | Gate Valve (PN10, Manual) (D100) | 20 | No | 1 |  | 0
1.30.49 | Gate Valve (PN10, Manual) (D80) | 20 | No | 6 |  | 0
1.30.50 | Air Valve (Quick Release) (D150) | 20 | No | 3 |  | 0
1.30.51 | Air Valve (Quick Release) (D100) | 20 | No | 1 |  | 0
1.30.52 | Air Valve (Quick Release) (D80) | 20 | No | 6 |  | 0
1.30.53 | Pipeline Marker | 23 | No | 71 |  | 0
| Total of 1.30 |  |  |  |  | 0
1.31 | Pipe Works (SC19-1) |  |  |  |  | 0
1.31.1 | PE Coated Steel Pipe (D1100mm) | 22 | m | 1 |  | 0
1.31.2 | HDPE Pipe (SDR21, D900mm) | 21 | m | 1446 |  | 0
1.31.3 | HDPE Pipe Reducing Tee (SDR21, D900/D710) | 21 | No | 1 |  | 0
1.31.4 | HDPE Pipe Reducing Tee (SDR21, D900/D125) | 21 | No | 2 |  | 0
1.31.5 | PE Coated Steel Flanged Reducer (D1100/D800) | 22 | No | 1 |  | 0
1.31.6 | PE Coated Steel Flange (D1100) | 22 | No | 2 |  | 0
1.31.7 | HDPE Pipe Flange Adaptor with Steel Back-up Ring (SDR21, D900) | 21 | No | 8 |  | 0
1.31.8 | HDPE Pipe Flange Adaptor with Steel Back-up Ring (SDR21, D125) | 21 | No | 2 |  | 0
1.31.9 | HDPE Pipe Puddle Flange (SDR21, D900) | 21 | No | 6 |  | 0
1.31.10 | Dismantling Joint (PE Coated Steel) (D800) | 22 | No | 3 |  | 0
1.31.11 | Blank Flange (PE Coated Steel) (D800) | 22 | No | 1 |  | 0
1.31.12 | Flowmeter (Ultrasonic type) (D800) | 20 | No | 1 |  | 0
1.31.13 | Butterfly Valve (PN10, Electric) (D800) | 20 | No | 2 |  | 0
1.31.14 | Gate Valve (PN10, Manual) (D100) | 20 | No | 2 |  | 0
1.31.15 | Air Valve (Quick Release) (D100) | 20 | No | 2 |  | 0
1.31.16 | Pipeline Marker | 23 | No | 15 |  | 0
| Total of 1.31 |  |  |  |  | 0
Total Bill No.1 | [5 empty] | 0

## Bill No.2
Bill No.2 : PUMP STATIONS
Item | Description | Work | Unit | Quantity | Rate (USD) | Amount (USD)
Coverage
2.1 | Earth Work and Structure
2.1.1 | Site Clearing | 1 | m2 | 672 |  | 0
2.1.2 | Excavation and transportation for Structure | 2 | m3 | 2796 |  | 0
2.1.3 | Embankment (from Borrow pit) (&cutting, Compaction and transport) | 8 | m3 | 600 |  | 0
2.1.4 | Backfill | 6 | m3 | 2154 |  | 0
2.1.5 | Con'c (fck=24Mpa) | 13 | m3 | 275.6 |  | 0
2.1.6 | Con'c (fck=15Mpa) | 13 | m3 | 14.99 |  | 0
2.1.7 | Form | 14 | m2 | 934.76 |  | 0
2.1.8 | Water stop B=250mm | 12 | m | 44.8 |  | 0
2.1.9 | Asphalt Paint (Wall, 1time) | 12 | m2 | 129.92 |  | 0
2.1.10 | Ladder (5.7m) | 18 | No | 13 |  | 0
2.1.11 | Safety Fence Gate (H2200 x W3000) | 18 | No | 4 |  | 0
2.1.12 | Safe fence (2200X3000mm) | 18 | No | 64 |  | 0
2.1.13 | Steel Cover (1.2m x 1.0m, 3.2mm) | 19 | No | 4 |  | 0
2.1.14 | Reinforcing Bar | 15 | ton | 49.13 |  | 0
| Total of 2.1 |  |  |  |  | 0
2.2 | PS1 Materials & Installation (Mechanical Works)
2.2.1 | Submersible pump (D200, Q=235.8㎥/hr, H=7.7m, 11kW) | 20 | No | 2 |  | 0
2.2.2 | Butterfly Valve (D200mm, Electric, PN10, 2 floor type) | 20 | No | 2 |  | 0
2.2.3 | Swing Check Valve (D200mm, PN10, With By-pass) | 20 | No | 2 |  | 0
2.2.4 | Dismantling Joint (D200mm) | 22 | No | 2 |  | 0
2.2.5 | Flap Valve (D350mm) | 20 | No | 1 |  | 0
2.2.6 | Flowmeter (ultrasonic type, D350mm, 5path) | 20 | No | 1 |  | 0
2.2.7 | Dismantling Joint (D350mm) | 22 | No | 1 |  | 0
2.2.8 | PE Coated Steel Pipe (D200mm, t=5.8mm) | 22 | m | 17 |  | 0
2.2.9 | PE Coated Steel Pipe (D350mm, t=6mm) | 22 | m | 4 |  | 0
2.2.10 | PE Coated Steel Pipe Elbow (D200mm, 90 °) | 22 | No | 2 |  | 0
2.2.11 | PE Coated Steel Pipe Elbow (D200mm, 45 °) | 22 | No | 2 |  | 0
2.2.12 | Y Type Steel Extension Pipe (D200mm X D350mm) | 22 | No | 1 |  | 0
2.2.13 | Flange (D200mm) | 22 | No | 14 |  | 0
2.2.14 | Flange (D350mm) | 22 | No | 2 |  | 0
2.2.15 | Puddle Flange (□400X400mm, center hole D200mm) | 21 | No | 4 |  | 0
2.2.16 | Puddle Flange (□700X700mm, center hole D350mm) | 21 | No | 2 |  | 0
2.2.17 | HDPE Pipe (D400mm, SDR21) | 21 | m | 30 |  | 0
2.2.18 | HDPE Pipe Elbow (D400mm, 45°, SDR21) | 21 | No | 2 |  | 0
2.2.19 | Air Valve (D80mm) | 20 | No | 1 |  | 0
2.2.20 | Gate valve (D80mm, cast iron) | 20 | No | 1 |  | 0
2.2.21 | Steel pipe (Galvanized, D80mm) | 22 | m | 4 |  | 0
2.2.22 | Steel pipe (Galvanized, D100mm) | 22 | m | 2 |  | 0
2.2.23 | Elbow (Galvanized, D100mm) | 22 | No | 2 |  | 0
2.2.24 | Drainage Pump (D50mm x 1.5kW, with float switch) | 20 | No | 1 |  | 0
2.2.25 | Gate Valve (D50mm, Stainless, Screw type) | 20 | No | 1 |  | 0
2.2.26 | Check Valve (D50mm, Stainless, Screw type) | 20 | No | 1 |  | 0
2.2.27 | Steel Pipe (Stainless) (D50mm) | 20 | m | 2 |  | 0
2.2.28 | Sluice gate ((B)1.2m x (H)1.2m, Cast Iron) | 19 | No | 1 |  | 0
2.2.29 | Electric Actuator (Lifting 3ton, 1.5kW) | 19 | No | 1 |  | 0
2.2.30 | Stem (D60, Stainless steel) | 19 | m | 3 |  | 0
2.2.31 | Steel rod (D60, Stainless steel) | 19 | m | 3 |  | 0
2.2.32 | Trash rack ((W)1.8m x (H)3.0m, Stainless Steel) + Anchor Bolt/Nut, etc. | 19 | No | 1 |  | 0
2.2.33 | Miscellaneous Materials (Pipe accessories, Flange gasket, Bolt/Nut, etc.) (unit: lump sum) | 19 | LS | 1 |  | 0
| Total of 2.2 |  |  |  |  | 0
2.3 | PS2 Materials & Installation (Mechanical Works) |  |  |  |  | 0
2.3.1 | Submersible pump (D200, Q=235.8㎥/hr, H=7.7m, 11kW) | 20 | No | 2 |  | 0
2.3.2 | Butterfly Valve (D200mm, Electric, PN10, 2 floor type) | 20 | No | 2 |  | 0
2.3.3 | Swing Check Valve (D200mm, PN10, With By-pass) | 20 | No | 2 |  | 0
2.3.4 | Dismantling Joint (D200mm) | 22 | No | 2 |  | 0
2.3.5 | Flap Valve (D350mm) | 20 | No | 1 |  | 0
2.3.6 | Flowmeter (ultrasonic type, D350mm, 5path) | 20 | No | 1 |  | 0
2.3.7 | Dismantling Joint (D350mm) | 22 | No | 1 |  | 0
2.3.8 | PE Coated Steel Pipe (D200mm, t=5.8mm) | 21 | m | 17 |  | 0
2.3.9 | PE Coated Steel Pipe (D350mm, t=6mm) | 21 | m | 4 |  | 0
2.3.10 | PE Coated Steel Pipe Elbow (D200mm, 90 °) | 21 | No | 2 |  | 0
2.3.11 | PE Coated Steel Pipe Elbow (D200mm, 45 °) | 21 | No | 2 |  | 0
2.3.12 | Y Type Steel Extension Pipe (D200mm X D350mm) | 21 | No | 1 |  | 0
2.3.13 | Flange (D200mm) | 21 | No | 14 |  | 0
2.3.14 | Flange (D350mm) | 21 | No | 2 |  | 0
2.3.15 | Puddle Flange (□400X400mm, center hole D200mm) | 21 | No | 4 |  | 0
2.3.16 | Puddle Flange (□700X700mm, center hole D350mm) | 21 | No | 2 |  | 0
2.3.17 | HDPE Pipe (D400mm, SDR21) | 21 | m | 100 |  | 0
2.3.18 | HDPE Pipe Elbow (D400mm, 45°, SDR21) | 21 | No | 4 |  | 0
2.3.19 | Air Valve (D80mm) | 20 | No | 1 |  | 0
2.3.20 | Gate valve (D80mm, cast iron) | 20 | No | 1 |  | 0
2.3.21 | Steel pipe (Galvanized, D80mm) | 22 | m | 4 |  | 0
2.3.22 | Steel pipe (Galvanized, D100mm) | 22 | m | 2 |  | 0
2.3.23 | Elbow (Galvanized, D100mm) | 22 | No | 2 |  | 0
2.3.24 | Drainage Pump (D50mm x 1.5kW, with float switch) | 20 | No | 1 |  | 0
2.3.25 | Gate Valve (D50mm, Stainless, Screw type) | 20 | No | 1 |  | 0
2.3.26 | Check Valve (D50mm, Stainless, Screw type) | 20 | No | 1 |  | 0
2.3.27 | Steel Pipe (Stainless) (D50mm) | 20 | m | 2 |  | 0
2.3.28 | Sluice gate ((B)1.2m x (H)1.2m, Cast Iron) | 19 | No | 1 |  | 0
2.3.29 | Electric Actuator (Lifting 3ton, 1.5kW) | 19 | No | 1 |  | 0
2.3.30 | Stem (D60, Stainless steel) | 19 | m | 3 |  | 0
2.3.31 | Steel rod (D60, Stainless steel) | 19 | m | 3 |  | 0
2.3.32 | Trash rack ((W)1.8m x (H)3.0m, Stainless Steel) + Anchor Bolt/Nut, etc. | 19 | No | 1 |  | 0
2.3.33 | Miscellaneous Materials (Pipe accessories, Flange gasket, Bolt/Nut, etc.) | 19 | LS | 1 |  | 0
| Total of 2.3 |  |  |  |  | 0
2.4 | PS1 Materials & Installation (Electric Works) |  |  |  |  | 0
2.4.1 | Steel Conduit (36mm) | 24 | m | 3 |  | 0
2.4.2 | Steel Conduit (28mm) | 24 | m | 33 |  | 0
2.4.3 | Steel Conduit (22mm) | 24 | m | 46 |  | 0
2.4.4 | FEP Conduit (30mm) | 24 | m | 250 |  | 0
2.4.5 | Flexible Steel Conduit with Connector(36mm) | 24 | m | 1 |  | 0
2.4.6 | Flexible Steel Conduit with Connector(28mm) | 24 | m | 24 |  | 0
2.4.7 | Junction Box (100x100x50mm) | 24 | No | 9 |  | 0
2.4.8 | Power Cable(Cu, XLPE, F-CV 1C-16㎟) | 24 | m | 35 |  | 0
2.4.9 | Power Cable (Cu, XLPE, F-CV 3C-4㎟) | 24 | m | 24 |  | 0
2.4.10 | Power Cable (Cu, XLPE, F-CV 3C-2.5㎟) | 24 | m | 77 |  | 0
2.4.11 | Power Cable (Cu, XLPE, F-CV 2C-2.5㎟) | 24 | m | 114 |  | 0
2.4.12 | Control Cable (Cu, XLPE, F-CVVS 10C-1.5㎟) | 24 | m | 108 |  | 0
2.4.13 | Heat Resistant PVC Insulated Wire (HIV 2.5㎟) | 24 | m | 10 |  | 0
2.4.14 | UTP Cable (CAT. 5e 24AWG 4Pr) | 24 | m | 47 |  | 0
2.4.15 | Grounding Wire (F-GV 4㎟) | 24 | m | 10 |  | 0
2.4.16 | Grounding Rod Works (18Φ x 1.8m x 3) | 24 | LS | 2 |  | 0
2.4.17 | Excavation, Refilling & Compaction | 24 | LS | 1 |  | 0
2.4.18 | Manhole including Cast Iron Cover (1.0*1.0*1.0m) | 24 | No | 1 |  | 0
2.4.19 | Lighting Fixture with LED Lamp (FL 40W) | 24 | No | 1 |  | 0
2.4.20 | Outdoor Lighting Fixture with Pole & LED Lamp | 24 | No | 1 |  | 0
2.4.21 | Tumbler Switch, AC 250V, Double | 24 | No | 1 |  | 0
2.4.22 | Socket Outlet, Earthed | 24 | No | 1 |  | 0
2.4.23 | Main Distribution Panel | 24 | No | 1 |  | 0
2.4.24 | Lighting Panel Board | 24 | No | 1 |  | 0
| Total of 2.4 |  |  |  |  | 0
2.5 | PS2 Materials & Installation (Electric Works)
2.5.1 | Steel Conduit (36mm) | 24 | m | 3 |  | 0
2.5.2 | Steel Conduit (28mm) | 24 | m | 33 |  | 0
2.5.3 | Steel Conduit (22mm) | 24 | m | 35 |  | 0
2.5.4 | FEP Conduit (30mm) | 24 | m | 250 |  | 0
2.5.5 | Flexible Steel Conduit with Connector(36mm) | 24 | m | 1 |  | 0
2.5.6 | Flexible Steel Conduit with Connector(28mm) | 24 | m | 22 |  | 0
2.5.7 | Junction Box (100x100x50mm) | 24 | No | 8 |  | 0
2.5.8 | Power Cable (Cu, XLPE, F-CV 1C-16㎟) | 24 | m | 35 |  | 0
2.5.9 | Power Cable (Cu, XLPE, F-CV 3C-4㎟) | 24 | m | 24 |  | 0
2.5.10 | Power Cable (Cu, XLPE, F-CV 3C-2.5㎟) | 24 | m | 77 |  | 0
2.5.11 | Power Cable (Cu, XLPE, F-CV 2C-2.5㎟) | 24 | m | 108 |  | 0
2.5.12 | Control Cable (Cu, XLPE, F-CVVS 10C-1.5㎟) | 24 | m | 108 |  | 0
2.5.13 | Heat Resistant PVC Insulated Wire (HIV 2.5㎟) | 24 | m | 10 |  | 0
2.5.14 | UTP Cable (CAT. 5e 24AWG 4Pr) | 24 | m | 41 |  | 0
2.5.15 | Grounding Wire (F-GV 4㎟) | 24 | m | 10 |  | 0
2.5.16 | Grounding Rod Works (18Φ x 1.8m x 3) | 24 | LS | 2 |  | 0
2.5.17 | Excavation, Refilling & Compaction | 24 | LS | 1 |  | 0
2.5.18 | Manhole including Cast Iron Cover (1.0*1.0*1.0m) | 24 | No | 1 |  | 0
2.5.19 | Lighting Fixture with LED Lamp (FL 40W) | 24 | No | 1 |  | 0
2.5.20 | Outdoor Lighting Fixture with Pole & LED Lamp | 24 | No | 1 |  | 0
2.5.21 | Tumbler Switch, AC 250V, Double | 24 | No | 1 |  | 0
2.5.22 | Socket Outlet, Earthed | 24 | No | 1 |  | 0
2.5.23 | Main Distribution Panel | 24 | No | 1 |  | 0
2.5.24 | Lighting Panel Board | 24 | No | 1 |  | 0
| Total of 2.5 |  |  |  |  | 0
2.6 | Incoming ESCOM Power Supply
2.6.1 | Incoming ESCOM Power Supply to PS1 & PS2 | 24 | km | 4.7 |  | 0
2.6.2 | The Others (Substation, 100kVA*2EA, etc.) | 24 | LS | 2 |  | 0
| Total of 2.6 |  |  |  |  | 0
Total for Bill No.2 | [5 empty] | 0

## Bill No.3
Bill No.3 : NIGHT STORAGE RESERVOIRS (NSR)
Item | Description | Work | Unit | Quantity | Rate (USD) | Amount (USD)
Coverage
3.1 | Earth Work and Structure
3.1.1 | Site Clearing | 1 | m2 | 213131.4 |  | 0
3.1.2 | Cutting and transport in soil | 2 | m3 | 114227.52 |  | 0
3.1.3 | Embankment (from Excavation) (& Compaction) | 7 | m3 | 102804.84 |  | 0
3.1.4 | Embankment (from Borrow pit) (& cutting, Compaction and transport) | 8 | m3 | 35792.28 |  | 0
3.1.5 | Sod Facing | 10 | m2 | 34361.76 |  | 0
3.1.6 | Geomembrane (278g/m2, 2.30mm) | 12 | m2 | 48333.28 |  | 0
3.1.7 | Fence (1 Span - H:2.2m x W:3.0m) | 18 | m | 9072 |  | 0
3.1.8 | Fence Door (H:2.2m x W:3.0m) | 18 | No | 48 |  | 0
| Total of 3.1 |  |  |  |  | 0
3.2 | Inlet & Outlet Works
3.2.1 | Excavation for Structure | 2 | m3 | 1445.95 |  | 0
3.2.2 | Backfill | 6 | m3 | 790.15 |  | 0
3.2.3 | Disposal of surplus Soil (from Excavation, 1km) | 11 | m3 | 568.01 |  | 0
3.2.4 | Lean Con'c (fck=18Mpa) | 13 | m3 | 28.68 |  | 0
3.2.5 | Con'c (fck=24Mpa) | 13 | m3 | 333.86 |  | 0
3.2.6 | Non Shrink Mortar (fck=40Mpa) | 13 | m3 | 5.29 |  | 0
3.2.7 | Form | 14 | m2 | 2189.8 |  | 0
3.2.8 | Reinforcing Bar | 15 | ton | 31.92 |  | 0
3.2.9 | Asphalt Paint (Wall, 1time) | 12 | m2 | 1147.8 |  | 0
3.2.10 | Air vent (Φ127mm x 2mm x 950mm) | 19 | No | 46 |  | 0
3.2.11 | Air vent (Φ127mm x 2mm x 1950mm) | 19 | No | 22 |  | 0
3.2.12 | Ladder (STS 304) | 18 | m | 100 |  | 0
3.2.13 | Steel Cover (1.7m x 0.85m, 3.2t) | 19 | No | 16 |  | 0
3.2.14 | Steel Cover (2.7m x 0.85m, 3.2t) | 19 | No | 30 |  | 0
3.2.15 | HDPE Pipe (SDR21, D710mm) | 21 | m | 405 |  | 0
3.2.16 | HDPE Pipe (SDR21, D630mm) | 21 | m | 270 |  | 0
3.2.17 | HDPE Pipe (SDR21, D500mm) | 21 | m | 90 |  | 0
3.2.18 | HDPE Pipe (SDR21, D355mm) | 21 | m | 265 |  | 0
3.2.19 | HDPE Pipe elbow (SDR21, D710/22º ½) | 21 | No | 18 |  | 0
3.2.20 | HDPE Pipe elbow (SDR21, D710/11º ¼) | 21 | No | 18 |  | 0
3.2.21 | HDPE Pipe elbow (SDR21, D630/22º ½) | 21 | No | 12 |  | 0
3.2.22 | HDPE Pipe elbow (SDR21, D630/11º ¼) | 21 | No | 12 |  | 0
3.2.23 | HDPE Pipe elbow (SDR21, D500/22º ½) | 21 | No | 4 |  | 0
3.2.24 | HDPE Pipe elbow (SDR21, D500/11º ¼) | 21 | No | 4 |  | 0
3.2.25 | HDPE Pipe elbow (SDR21, D355/22º ½) | 21 | No | 10 |  | 0
3.2.26 | HDPE Pipe elbow (SDR21, D355/11º ¼) | 21 | No | 10 |  | 0
3.2.27 | Butterfly Valve (PN10, Electric) (D650) | 20 | No | 9 |  | 0
3.2.28 | Butterfly Valve (PN10, Electric) (D550) | 20 | No | 6 |  | 0
3.2.29 | Butterfly Valve (PN10, Electric) (D450) | 20 | No | 2 |  | 0
3.2.30 | Butterfly Valve (PN10, Electric) (D300) | 20 | No | 5 |  | 0
3.2.31 | Butterfly Valve (PN10, Manual) (D650) | 20 | No | 9 |  | 0
3.2.32 | Butterfly Valve (PN10, Manual) (D550) | 20 | No | 6 |  | 0
3.2.33 | Butterfly Valve (PN10, Manual) (D450) | 20 | No | 2 |  | 0
3.2.34 | Butterfly Valve (PN10, Manual) (D300) | 20 | No | 7 |  | 0
3.2.35 | Dismantling Joint (PE Coated Steel) (D650) | 22 | No | 18 |  | 0
3.2.36 | Dismantling Joint (PE Coated Steel) (D550) | 22 | No | 12 |  | 0
3.2.37 | Dismantling Joint (PE Coated Steel) (D450) | 22 | No | 4 |  | 0
3.2.38 | Dismantling Joint (PE Coated Steel) (D300) | 22 | No | 12 |  | 0
3.2.39 | HDPE Pipe Puddle Flange (SDR21, D710) | 21 | No | 36 |  | 0
3.2.40 | HDPE Pipe Puddle Flange (SDR21, D630) | 21 | No | 24 |  | 0
3.2.41 | HDPE Pipe Puddle Flange (SDR21, D500) | 21 | No | 8 |  | 0
3.2.42 | HDPE Pipe Puddle Flange (SDR21, D355) | 21 | No | 24 |  | 0
| Total of 3.2 |  |  |  |  | 0
3.3 | Outflow Structure
3.3.1 | Excavation for Structure | 2 | m3 | 922.56 |  | 0
3.3.2 | Backfill | 6 | m3 | 633.74 |  | 0
3.3.3 | Disposal of surplus Soil (from Excavation, 1km) | 11 | m3 | 288.83 |  | 0
3.3.4 | Lean Con'c (fck=18Mpa) | 13 | m3 | 95.76 |  | 0
3.3.5 | Con'c (fck=24Mpa) | 13 | m3 | 52.08 |  | 0
3.3.6 | Form | 14 | m2 | 669.1 |  | 0
3.3.7 | Reinforcing Bar | 15 | ton | 3.07 |  | 0
3.3.8 | Concrete culvert pipe (D600mm) for drainage | 13 | m | 168 |  | 0
| Total of 3.3 |  |  |  |  | 0
Total for Bill No.3 | [5 empty] | 0

## Bill No.4
Bill No.4 : FLOOD PROTECTION (L=4.9km)
Item | Description | Work | Unit | Quantity | Rate (USD) | Amount (USD)
Coverage
4.1 | Earth Work
4.1.1 | Site Clearing | 1 | m2 | 53678.1 |  | 0
4.1.2 | Cutting and transportation in soil | 2 | m3 | 3224.5 |  | 0
4.1.3 | Embankment (from Excavation) (& compaction) | 7 | m3 | 4980.1 |  | 0
4.1.4 | Embankment (from Borrow pit) (& cutting, compaction and transport) | 8 | m3 | 58915.7 |  | 0
4.1.5 | Excavation in soil | 2 | m3 | 2308.8 |  | 0
4.1.6 | Backfill | 6 | m3 | 1259.5 |  | 0
4.1.7 | Disposal of surplus Soil (from Excavation, 3km) | 11 | m3 | 10735.6 |  | 0
4.1.8 | Sodding | 10 | m2 | 14118 |  | 0
4.1.9 | Stone Pitching |  | m2 | 17057.7 |  | 0
4.1.10 | Foundation Concrete (fck=24Mpa) | 13 | m3 | 1187.1 |  | 0
4.1.11 | Murram pavement (compacted depth=150mm) | 9 | m2 | 2502.3 |  | 0
| Total of 4.1 |  |  |  |  | 0
4.2 | Masonry Work
4.2.1 | Stone masonry lining less than 250mm thick in 1:4 cement sand mortar for stair | 16 | m3 | 22 |  | 0
4.2.2 | Bank slope protection (stone pitching) | 16 | m2 | 14159.4 |  | 0
| Total of 4.2 |  |  |  |  | 0
4.3 | Pipe, Mechanical Works
4.3.1 | Excavation for Structure | 2 | m3 | 337.1 |  | 0
4.3.2 | Backfill | 6 | m3 | 226 |  | 0
4.3.3 | Disposal of surplus Soil (from Excavation, 1km) | 11 | m3 | 111.15 |  | 0
4.3.4 | Lean Con'c (fck=18Mpa) | 13 | m3 | 246.4 |  | 0
4.3.5 | Form | 14 | m2 | 158.5 |  | 0
4.3.6 | OD Flap Valve (D1000) | 20 | No | 10 |  | 0
4.3.7 | Concrete culvert pipe (D900mm) for drainage | 13 | m | 77.3 |  | 0
| Total of 4.3 |  |  |  |  | 0
Total | [5 empty] | 0

## Bill No.5
Bill No.5 : SCADA SYSTEM
Item | Description | Work | Unit | Quantity | Rate (USD) | Amount (USD)
Coverage
| SCADA System (refer to drawings, specifications and tentative list as provided in Appendix 2) | 24 | Lump sum | 1 |  | 0
| Total Bill No.5 |  |  |  |  | 0

## Bill No.6
Bill No.6 : GENERAL WORKS
Item | Description | Work | Unit | Quantity | Rate (USD) | Amount (USD)
Coverage
6.1 | Temporary Office for construction
6.1.1 | Development of camp site | 25 | LS | 1 |  | 0
| Total of 6.1 |  |  |  |  | 0
6.2 | Temporary roads for construction
6.2.1 | Temporary construction roads and temporary access road | 26 | m | 16550 |  | 0
| Total of 6.2 |  |  |  |  | 0
6.3 | Mobilization of plant and equipment
6.3.1 | Mobilization cost of plant and Non-self-propelled equipment to the site | 27 | LS | 1 |  | 0
| Total 6.3 |  |  |  |  | 0
6.4 | Quality test and management
6.4.1 | Field tests including various soil, concrete, material, pump tests etc. | 29 | LS | 1 |  | 0
| Total of 6.4 |  |  |  |  | 0
6.5 | Environmental and Social Mitigation Measures
6.5.1 | Implementation of environmental and mitigation measures as stipulated in ESMP |  | LS | 1 |  | 0
6.5.2
6.5.3 | Report including photographic record of baseline condition of infrastructure in vicinity of working area |  | LS | 1 |  | 0
| Total of 6.5 |  |  |  |  | 0
Total for Bill No.6 | [5 empty] | 0

## Bill No.7
Bill No.7 : PROVISIONAL SUMS
Item | Description | Work | Unit | Quantity | Rate (USD) | Amount (USD)
Coverage
7.1 | First aid, safety equipment
7.1.1 | First aid and safety equipment |  | PS | 1 | 5000 | 5000
| Total of 7.1 |  |  |  |  | 5000
7.2 | Car purchase cost
7.2.1 | Car (Utility Vehicle 26-Seater Coaster) (including maintenance cost-all kinds of tax, insurance, driver, repairing cost, fuel-350L/month) |  | PS | 1 | 250000 | 250000
| Total of 7.2 |  |  |  |  | 250000
Total of 7.3
7.4 | Pandemics
7.4.1 | Covid-19 measures and other unforeseen pandemics |  | PS | 1 | 20000 | 20000
| Total of 7.4 |  |  |  |  | 20000
7.5 | DAAB costs
7.5.1 | Employer’s portion of DAAB costs |  | PS | 1 | 200000 | 200000
| Total of 7.5 |  |  |  |  | 200000
7.6 | Price Adjustment
7.6.1 | Provision for price adjustment |  | PS | 1 | 1000000 | 1000000
| Total of 7.6 |  |  |  |  | 1000000
7.7 | Works
7.7.1 | Provision for additional works |  | PS | 1 | 3500000 | 3500000
| Total 7.7 |  |  |  |  | 3500000
Total | [5 empty] | 4975000

## Bill No.8
Bill No.8 : Dayworks
Schedule of Daywork Rates: 1. Labour
Item | Description | Unit | Nominal quantity | Rate (USD) |  | Amount (USD) |  | Total Foreign and Local
no. |  |  |  | Foreign | Local | Foreign | Local
D100 | Unskilled workers | day | 1 |  |  | 0 | 0
D101 | Skilled workers | day | 1 |  |  | 0 | 0
D102 | Concrete work | day | 1 |  |  | 0 | 0
D103 | Steel worker | day | 1 |  |  | 0 | 0
D104 | Carpenter | day | 1 |  |  | 0 | 0
D105 | Scaffolding man | day | 1 |  |  | 0 | 0
D106 | Support post | day | 1 |  |  | 0 | 0
D107 | Stonemason | day | 1 |  |  | 0 | 0
D108 | Plumber | day | 1 |  |  | 0 | 0
D109 | Supervisor (working Foreman) | day | 1 |  |  | 0 | 0
D110 | Machine main operator | day | 1 |  |  | 0 | 0
D111 | Machine Supervisor | day | 1 |  |  | 0 | 0
D112 | Truck driver | day | 1 |  |  | 0 | 0
D113 | Machine driver | day | 1 |  |  | 0 | 0
D114 | Painter | day | 1 |  |  | 0 | 0
D115 | Welder(general) | day | 1 |  |  | 0 | 0
| Sub-Total |  |  |  |  | 0 | 0 | 0
Schedule of Daywork Rates: 2. Materials
Item | Description | Unit | Nominal quantity | Rate (USD) |  | Amount (USD) |  | Total Foreign and Local
no. |  |  |  | Foreign | Local | Foreign | Local
D201 | Cement 50kg | bag | 1 |  |  | 0 | 0
D202 | Rebar All sizes | ton | 1 |  |  | 0 | 0
D203 | Sand include transportation | ㎥ | 1 |  |  | 0 | 0
D204 | Gravel include transportation | ㎥ | 1 |  |  | 0 | 0
D205 | Stone 300mm | ㎥ | 1 |  |  | 0 | 0
D206 | Rubble Stone 300mm | ㎥ | 1 |  |  | 0 | 0
D207 | HDPE PIPE, DN 1000MM, PN8, 11.8METER/LENGTH | m | 1 |  |  | 0 | 0
| (include transportation) |  |  |  |  | 0 | 0
D208 | HDPE PIPE, DN 900MM, PN8, 11.8METER/LENGTH | m | 1 |  |  | 0 | 0
| (include transportation) |  |  |  |  | 0 | 0
D209 | HDPE PIPE, DN 800MM, PN8, 11.8METER/LENGTH | m | 1 |  |  | 0 | 0
| (include transportation) |  |  |  |  | 0 | 0
D210 | HDPE PIPE, DN 710MM, PN8, 11.8METER/LENGTH | m | 1 |  |  | 0 | 0
| (include transportation) |  |  |  |  | 0 | 0
D211 | HDPE PIPE, DN 630MM, PN8, 11.8METER/LENGTH | m | 1 |  |  | 0 | 0
| (include transportation) |  |  |  |  | 0 | 0
D212 | HDPE PIPE, DN 560MM, PN8, 11.8METER/LENGTH | m | 1 |  |  | 0 | 0
| (include transportation) |  |  |  |  | 0 | 0
D213 | HDPE PIPE, DN 500MM, PN8, 11.8METER/LENGTH | m | 1 |  |  | 0 | 0
| (include transportation) |  |  |  |  | 0 | 0
D214 | HDPE PIPE, DN 450MM, PN8, 11.8METER/LENGTH | m | 1 |  |  | 0 | 0
| (include transportation) |  |  |  |  | 0 | 0
D215 | HDPE PIPE, DN 400MM, PN8, 11.8METER/LENGTH | m | 1 |  |  | 0 | 0
| (include transportation) |  |  |  |  | 0 | 0
D216 | HDPE PIPE, DN 355MM, PN8, 11.8METER/LENGTH | m | 1 |  |  | 0 | 0
| (include transportation) |  |  |  |  | 0 | 0
D217 | HDPE PIPE, DN 315MM, PN8, 11.8METER/LENGTH | m | 1 |  |  | 0 | 0
| (include transportation) |  |  |  |  | 0 | 0
D218 | HDPE PIPE, DN 280MM, PN8, 11.8METER/LENGTH | m | 1 |  |  | 0 | 0
| (include transportation) |  |  |  |  | 0 | 0
D219 | HDPE, 11.25deg.1000mm, FABRICATED FITTING, 2 SEGMENT | EA | 1 |  |  | 0 | 0
| (include transportation) |  |  |  |  | 0 | 0
D220 | HDPE, 22.5deg.1000mm, FABRICATED FITTING, 2 SEGMENT | EA | 1 |  |  | 0 | 0
| (include transportation) |  |  |  |  | 0 | 0
D221 | HDPE, 45deg.1000mm, FABRICATED FITTING, 2 SEGMENT | EA | 1 |  |  | 0 | 0
| (include transportation) |  |  |  |  | 0 | 0
D222 | HDPE, 11.25deg.900mm, FABRICATED FITTING, 2 SEGMENT | EA | 1 |  |  | 0 | 0
| (include transportation) |  |  |  |  | 0 | 0
D223 | HDPE, 22.5deg.900mm, FABRICATED FITTING, 2 SEGMENT | EA | 1 |  |  | 0 | 0
| (include transportation) |  |  |  |  | 0 | 0
D224 | HDPE, 11.25deg.800mm, FABRICATED FITTING, 2 SEGMENT | EA | 1 |  |  | 0 | 0
| (include transportation) |  |  |  |  | 0 | 0
D225 | HDPE, 22.5deg.800mm | EA | 1 |  |  | 0 | 0
| (include transportation) |  |  |  |  | 0 | 0
D226 | HDPE, 45deg.800mm | EA | 1 |  |  | 0 | 0
| (include transportation) |  |  |  |  | 0 | 0
D227 | HDPE, 11.25deg.710mm, FABRICATED FITTING, 2 SEGMENT | EA | 1 |  |  | 0 | 0
| (include transportation) |  |  |  |  | 0 | 0
D228 | HDPE, 22.5deg.710mm | EA | 1 |  |  | 0 | 0
| (include transportation) |  |  |  |  | 0 | 0
D229 | HDPE, 45deg.710mm | EA | 1 |  |  | 0 | 0
| (include transportation) |  |  |  |  | 0 | 0
D230 | HDPE, 11.25deg.630mm, FABRICATED FITTING, 2 SEGMENT | EA | 1 |  |  | 0 | 0
| (include transportation) |  |  |  |  | 0 | 0
D231 | HDPE, 22.5deg.630mm | EA | 1 |  |  | 0 | 0
| (include transportation) |  |  |  |  | 0 | 0
D232 | HDPE, 45deg.630mm(include transportation) | EA | 1 |  |  | 0 | 0
D233 | HDPE, 11.25deg.560mm, FABRICATED FITTING, 2 SEGMENT | EA | 1 |  |  | 0 | 0
| (include transportation) |  |  |  |  | 0 | 0
D234 | HDPE, 22.5deg.560mm (include transportation) | EA | 1 |  |  | 0 | 0
D235 | HDPE, 45deg.560mm (include transportation) | EA | 1 |  |  | 0 | 0
D236 | HDPE, 11.25deg.500mm, FABRICATED FITTING, 2 SEGMENT | EA | 1 |  |  | 0 | 0
| (include transportation) |  |  |  |  | 0 | 0
D237 | HDPE, 22.5deg.500mm (include transportation) | EA | 1 |  |  | 0 | 0
D238 | HDPE, 45deg.500mm (include transportation) | EA | 1 |  |  | 0 | 0
D239 | HDPE, 11.25deg.450mm, FABRICATED FITTING, 2 SEGMENT | EA | 1 |  |  | 0 | 0
| (include transportation) |  |  |  |  | 0 | 0
D240 | HDPE, 22.5deg.450mm (include transportation) | EA | 1 |  |  | 0 | 0
D241 | HDPE, 45deg.400mm (include transportation) | EA | 1 |  |  | 0 | 0
D242 | HDPE, 11.25deg.355mm, FABRICATED FITTING, 2 SEGMENT | EA | 1 |  |  | 0 | 0
| (include transportation) |  |  |  |  | 0 | 0
D243 | HDPE, 11.25deg.315mm, FABRICATED FITTING, 2 SEGMENT | EA | 1 |  |  | 0 | 0
| (include transportation) |  |  |  |  | 0 | 0
D244 | HDPE, 22.5deg.315mm | EA | 1 |  |  | 0 | 0
| (include transportation) |  |  |  |  | 0 | 0
D245 | HDPE, 45deg.315mm | EA | 1 |  |  | 0 | 0
| (include transportation) |  |  |  |  | 0 | 0
D246 | HDPE, 11.25deg.280mm, FABRICATED FITTING, 2 SEGMENT | EA | 1 |  |  | 0 | 0
| (include transportation) |  |  |  |  | 0 | 0
D247 | HDPE, 22.5deg.280mm | EA | 1 |  |  | 0 | 0
| (include transportation) |  |  |  |  | 0 | 0
| Sub-Total |  |  |  |  | 0 | 0 | 0
Schedule of Daywork Rates: 3. Equipment
Item | Description | Unit | Nominal quantity | Rate (USD) |  | Amount (USD)
no. |  |  |  | Foreign | Local | Foreign | Local
D300 | Bulldozer 19ton | hour | 1
D301 | Excavator (Caterpillar) 0.4㎥ | hour | 1
D302 | Excavator (Caterpillar) 0.7㎥ | hour | 1
D303 | Excavator (Caterpillar) 1.0㎥ | hour | 1
D304 | Tire Loader 1.72㎥ | hour | 1
D305 | Tire Loader 2.29㎥ | hour | 1
D306 | Motor grader 3.6m | hour | 1
D307 | Dump truck 15ton | hour | 1
D308 | Tire roller 8-15ton | hour | 1
D309 | Vibrating roller 10ton | hour | 1
D310 | Plate compactor 1.5ton | hour | 1
D311 | Cultivator 1000kg | hour | 1
D312 | Concrete mixer 0.10㎥ | hour | 1
D313 | Concrete mixer 0.45㎥ | hour | 1
D314 | Water bowser (Water-cart) 16000ℓ | hour | 1
D315 | Caterpillar crane 10 ton (0.29㎥) | hour | 1
D316 | Caterpillar crane 15 ton (0.38㎥) | hour | 1
D317 | Pipe loader/installation crane | hour | 1
D318 | Truck loader 10 ton mounted with crane | hour | 1
D319 | Batch plant (min 20 ㎥/hr) | hour | 1
D320 | 20’ Container (20 ton) | hour | 1
D320 | Motor Generator 100 KW | hour | 1
D321 | Motor Generator 13 KW | hour | 1
D322 | Concrete Cutter 320~400 mm | hour | 1
D323 | Concrete vibrator | hour | 1
D324 | Concrete Mixer Truck 6 m3 | hour | 1
D325 | Sheep Foot Roller 10 ton, | hour | 1
D326 | Front Loader 1m3 | hour | 1
D327 | Vibrator Compactor 0.7 m3 | hour | 1
D328 | Tire washing system(W2000*L5160*H1000) | hour | 1
| Sub Total |  |  |  |  | 0 | 0
| Total for Dayworks carried to Bill Summary |  |  |  |  | 0 | 0 | 0

## Appendix 1
Appendix 1: UNIT RATE ANALYSIS
Unit Rate analysis for Major Items: 1.0 Installation of HDPE Pipe at least D 300 mm (1m)
No. | Description | Unit | Q'ty | Rate (USD) |  | Amount (USD)
|  |  |  | Foreign | Local | Foreign | Local
1 | Labour
1
2
3
4
5
6
7
8
9
Sub Total of 1
2 | Material
1
2
3
4
5
6
7
8
9
10
Sub Total of 2
3 | Equipment
1
2
3
4
5
6
7
8
9
10
Sub Total of 3
4 | Direct Cost (Total for item 1 to 3 above)
5 | Over head and profit | %
TOTAL
Unit Rate analysis for Major Items: 2.0- Concrete – at least 18Mpa in strength (1m3)
No. | Description | Unit | Q'ty | Rate (USD) |  | Amount (USD)
|  |  |  | Foreign | Local | Foreign | Local
1 | Labour
1
2
3
4
5
6
7
8
9
Sub Total of 1
2 | Material
1
2
3
4
5
6
7
8
9
10
Sub Total of 2
3 | Equipment
1
2
3
4
5
6
7
8
9
10
Sub Total of 3
4 | Direct Cost (Total for item 1 to 3 above)
5 | Over head and profit | %
TOTAL
Unit Rate analysis for Major Items: 3.0 - High Yield Reinforcement (1 ton)
No. | Description | Unit | Q'ty | Rate (USD) |  | Amount (USD)
|  |  |  | Foreign | Local | Foreign | Local
1 | Labour
1
2
3
4
5
6
7
8
9
Sub Total of 1
2 | Material
1
2
3
4
5
6
7
8
9
10
Sub Total of 2
3 | Equipment
1
2
3
4
5
6
7
8
9
10
Sub Total of 3
4 | Direct Cost (Total for item 1 to 3 above)
5 | Over head and profit | %
TOTAL
Unit Rate analysis for Major Items: 4.0 - Excavation in Soil (1m3)
No. | Description | Unit | Q'ty | Rate (USD) |  | Amount (USD)
|  |  |  | Foreign | Local | Foreign | Local
1 | Labour
1
2
3
4
5
6
7
8
9
Sub Total of 1
2 | Material
1
2
3
4
5
6
7
8
9
10
Sub Total of 2
3 | Equipment
1
2
3
4
5
6
7
8
9
10
Sub Total of 3
4 | Direct Cost (Total for item 1 to 3 above)
5 | Over head and profit | %
TOTAL
Unit Rate analysis for Major Items: 5.0 - Installation of coated steel pipe at least D 800 mm (1 m)
No. | Description | Unit | Q'ty | Rate (USD) |  | Amount (USD)
|  |  |  | Foreign | Local | Foreign | Local
1 | Labour
1
2
3
4
5
6
7
8
9
Sub Total of 1
2 | Material
1
2
3
4
5
6
7
8
9
10
Sub Total of 2
3 | Equipment
1
2
3
4
5
6
7
8
9
10
Sub Total of 3
4 | Direct Cost (Total for item 1 to 3 above)
5 | Over head and profit | %
TOTAL
Appendix 2: SCADA SYSTEM
5.1 | SCADA System (PS1)
5.1.1 | Remote Terminal Unit (Self Standing Indoor) | 24 | No | 1
5.1.2 | M/W AP with Pole & Support Wires | 24 | LS | 1
5.1.3 | Megapixel Camera & Auxiliary Equipment | 24 | LS | 1
5.1.4 | Water Level Sensor (Ultra Sonic) | 24 | No | 1
5.1.5 | UPS(1KVA) | 24 | No | 1
5.1.6 | Grounding Rod Works (18Φ x 1.8m x 3) | 24 | LS | 1
5.2 | SCADA System (PS2)
5.2.1 | Remote Terminal Unit (Self Standing Indoor) | 24 | No | 1
5.2.2 | M/W AP with Pole & Support Wires | 24 | LS | 1
5.2.3 | Megapixel Camera & Auxiliary Equipment | 24 | LS | 1
5.2.4 | Water Level Sensor (Ultra Sonic) | 24 | No | 1
5.2.5 | UPS(1KVA) | 24 | No | 1
5.2.6 | Grounding Rod Works (18Φ x 1.8m x 3) | 24 | LS | 1
5.3 | SCADA System (MC3)
5.3.1 | Steel Conduit (28mm) | 24 | m | 7
5.3.2 | Steel Conduit (22mm) | 24 | m | 7
5.3.3 | FEP Conduit(30MM) | 24 | m | 100
5.3.4 | Flexible Steel Conduit with Connector(28mm) | 24 | m | 4
5.3.5 | Flexible Steel Conduit with Connector(22mm) | 24 | m | 4
5.3.6 | Power Cable(Cu, XLPE, F-CV 3C-4㎟) | 24 | m | 10
5.3.7 | Control Cable(Cu, XLPE, F-CVVS 10C-1.5㎟) | 24 | m | 20
5.3.8 | Lighting Fixture with LED Lamp (FL 40W) | 24 | No | 1
5.3.9 | Tumbler Switch, AC 250V, Double | 24 | No | 1
5.3.10 | Grounding Rod Works (18Φ x 1.8m x 3) | 24 | LS | 2
5.3.11 | Excavation, Refilling & Compaction | 2 | LS | 1
5.3.12 | Junction Box (100x100x50mm) | 24 | No | 1
5.3.13 | Outdoor Lighting Fixture with PV, Pole & LED Lamp | 24 | No | 1
5.3.14 | Remote Terminal Unit (M3,4) | 24 | No | 1
5.3.15 | Solar Power System with Inverter & Bat("A"TYPE) | 24 | No | 1
5.3.16 | Water Level Sensor (Ultra Sonic) | 24 | LS | 1
5.3.17 | M/W AP with Pole & Support Wires | 24 | No | 1
5.3.18 | Megapixel PTZ Camera & Auxiliary Equipment with pole | 24 | LS | 1
5.3.19 | UTP Cable (CAT. 5e 24AWG 4Pr) | 24 | LS | 51
5.4 | SCADA System (SC14,15)
5.4.1 | Steel Conduit (28mm) | 24 | m | 16
5.4.2 | Steel Conduit (22mm) | 24 | m | 16
5.4.3 | FEP Conduit(30MM) | 24 | m | 57
5.4.4 | Flexible Steel Conduit with Connector(28mm) | 24 | m | 11
5.4.5 | Flexible Steel Conduit with Connector(22mm) | 24 | m | 2
5.4.6 | Power Cable(Cu, XLPE, F-CV 3C-2.5㎟) | 24 | m | 10
5.4.7 | Power Cable(Cu, XLPE, F-CV 2C-2.5㎟) | 24 | m | 30
5.4.8 | Control Cable(Cu, XLPE, F-CVVS 10C-1.5㎟) | 24 | m | 51
5.4.9 | Lighting Fixture with LED Lamp (FL 40W) | 24 | No | 1
5.4.10 | Tumbler Switch, AC 250V, Double | 24 | No | 1
5.4.11 | Grounding Rod Works (18Φ x 1.8m x 3) | 24 | LS | 2
5.4.12 | Excavation, Refilling & Compaction | 2 | LS | 1
5.4.13 | Junction Box (100x100x50mm) | 24 | No | 5
5.4.14 | Outdoor Lighting Fixture with PV, Pole & LED Lamp | 24 | No | 1
5.4.15 | Remote Terminal Unit (SC14,15) | 24 | No | 1
5.4.16 | Generator (0.4kV 3Ph 50Hz) 10KW | 24 | No | 1
5.4.17 | Solar Power System with Inverter & Bat("A"TYPE) | 24 | LS | 1
5.4.18 | Water Level Sensor (Ultra Sonic) | 24 | No | 1
5.5 | SCADA System("A"TYPE) (SC1A,SC1,2,4,5,6,12,13,16,17,18,19,19-1)
5.5.1 | Steel Conduit (28mm) | 24 | m | 169
5.5.2 | Steel Conduit (22mm) | 24 | m | 169
5.5.3 | FEP Conduit(30MM) | 24 | m | 676
5.5.4 | Flexible Steel Conduit with Connector(28mm) | 24 | m | 52
5.5.5 | Flexible Steel Conduit with Connector(22mm) | 24 | m | 52
5.5.6 | Power Cable(Cu, XLPE, F-CV 3C-2.5㎟) | 24 | m | 130
5.5.7 | Power Cable(Cu, XLPE, F-CV 2C-2.5㎟) | 24 | m | 390
5.5.8 | Control Cable(Cu, XLPE, F-CVVS 10C-1.5㎟) | 24 | m | 390
5.5.9 | Lighting Fixture with LED Lamp (FL 40W) | 24 | No | 13
5.5.10 | Tumbler Switch, AC 250V, Double | 24 | No | 13
5.5.11 | Grounding Rod Works (18Φ x 1.8m x 3) | 24 | LS | 26
5.5.12 | Excavation, Refilling & Compaction | 2 | LS | 13
5.5.13 | Junction Box (100x100x50mm) | 24 | No | 39
5.5.14 | Outdoor Lighting Fixture with PV, Pole & LED Lamp | 24 | No | 13
5.5.15 | Remote Terminal Unit("A"TYPE) | 24 | No | 13
5.5.16 | Solar Power System with Inverter & Bat("A"TYPE) | 24 | LS | 13
5.6 | SCADA System("B"TYPE)(MC3-1,SC2-1,SC(7,8,9,10,11))
5.6.1 | Steel Conduit (28mm) | 24 | m | 56
5.6.2 | Steel Conduit (22mm) | 24 | m | 56
5.6.3 | FEP Conduit(30mm) | 24 | m | 189
5.6.4 | Flexible Steel Conduit with Connector(28mm) | 24 | m | 21
5.6.5 | Flexible Steel Conduit with Connector(22mm) | 24 | m | 21
5.6.6 | Power Cable(Cu, XLPE, F-CV 3C-2.5㎟) | 24 | m | 70
5.6.7 | Power Cable(Cu, XLPE, F-CV 2C-2.5㎟) | 24 | m | 70
5.6.8 | Control Cable(Cu, XLPE, F-CVVS 10C-1.5㎟) | 24 | m | 70
5.6.9 | Lighting Fixture with LED Lamp (FL 40W) | 24 | No | 7
5.6.10 | Tumbler Switch, AC 250V, Double | 24 | No | 7
5.6.11 | Grounding Rod Works (18Φ x 1.8m x 3) | 24 | LS | 14
5.6.12 | Excavation, Refilling & Compaction | 2 | LS | 7
5.6.13 | Junction Box (100x100x50mm) | 24 | No | 14
5.6.14 | Outdoor Lighting Fixture with PV, Pole & LED Lamp | 24 | No | 7
5.6.15 | Remote Terminal Unit("B"TYPE) | 24 | No | 7
5.6.16 | Solar Power System with Inverter & Bat("B"TYPE) | 24 | LS | 7
5.7 | SCADA System("C"TYPE)( SC-19-51)
5.7.1 | Steel Conduit (28mm) | 24 | m | 56
5.7.2 | Steel Conduit (22mm) | 24 | m | 56
5.7.3 | FEP Conduit(30mm) | 24 | m | 350
5.7.4 | Flexible Steel Conduit with Connector(28mm) | 24 | m | 21
5.7.5 | Flexible Steel Conduit with Connector(22mm) | 24 | m | 21
5.7.6 | Power Cable(Cu, XLPE, F-CV 3C-6㎟) | 24 | m | 70
5.7.7 | Power Cable(Cu, XLPE, F-CV 3C-4㎟) | 24 | m | 70
5.7.8 | Power Cable(Cu, XLPE, F-CV 2C-2.5㎟) | 24 | m | 70
5.7.9 | Control Cable(Cu, XLPE, F-CVVS 10C-1.5㎟) | 24 | m | 70
5.7.10 | Lighting Fixture with LED Lamp (FL 40W) | 24 | No | 7
5.7.11 | Tumbler Switch, AC 250V, Double | 24 | No | 7
5.7.12 | Grounding Rod Works (18Φ x 1.8m x 3) | 24 | LS | 14
5.7.13 | Excavation, Refilling & Compaction | 24 | LS | 7
5.7.14 | Junction Box (100x100x50mm) | 24 | No | 14
5.7.15 | Remote Terminal Unit("C"TYPE) | 24 | No | 7
5.8 | SCADA System("D"TYPE)( SC2-1-33 )
5.8.1 | Steel Conduit (28mm) | 24 | m | 8
5.8.2 | Steel Conduit (22mm) | 24 | m | 8
5.8.3 | FEP Conduit(30mm) | 24 | m | 50
5.8.4 | Flexible Steel Conduit with Connector(28mm) | 24 | m | 3
5.8.5 | Flexible Steel Conduit with Connector(22mm) | 24 | m | 3
5.8.6 | Power Cable(Cu, XLPE, F-CV 3C-6㎟) | 24 | m | 10
5.8.7 | Power Cable(Cu, XLPE, F-CV 3C-4㎟) | 24 | m | 10
5.8.8 | Power Cable(Cu, XLPE, F-CV 2C-2.5㎟) | 24 | m | 10
5.8.9 | Control Cable(Cu, XLPE, F-CVVS 10C-1.5㎟) | 24 | m | 10
5.8.10 | Lighting Fixture with LED Lamp (FL 40W) | 24 | No | 1
5.8.11 | Tumbler Switch, AC 250V, Double | 24 | No | 1
5.8.12 | Grounding Rod Works (18Φ x 1.8m x 3) | 24 | LS | 2
5.8.13 | Excavation, Refilling & Compaction | 24 | LS | 1
5.8.14 | Junction Box (100x100x50mm) | 24 | No | 2
5.8.15 | Remote Terminal Unit("D"TYPE) | 24 | No | 1
5.9 | SCADA System("E"TYPE)( SC 1-24,SC2-1-31,24,SC9-35,37,SC11-13,SC18-47,49,50,52 )
5.9.1 | Steel Conduit (28mm) | 24 | m | 80
5.9.2 | Steel Conduit (22mm) | 24 | m | 80
5.9.3 | FEP Conduit(30mm) | 24 | m | 500
5.9.4 | Flexible Steel Conduit with Connector(28mm) | 24 | m | 30
5.9.5 | Flexible Steel Conduit with Connector(22mm) | 24 | m | 30
5.9.6 | Power Cable(Cu, XLPE, F-CV 3C-6㎟) | 24 | m | 100
5.9.7 | Power Cable(Cu, XLPE, F-CV 3C-4㎟) | 24 | m | 100
5.9.8 | Power Cable(Cu, XLPE, F-CV 2C-2.5㎟) | 24 | m | 100
5.9.9 | Control Cable(Cu, XLPE, F-CVVS 10C-1.5㎟) | 24 | m | 100
5.9.10 | Lighting Fixture with LED Lamp (FL 40W) | 24 | No | 10
5.9.11 | Tumbler Switch, AC 250V, Double | 24 | No | 10
5.9.12 | Grounding Rod Works (18Φ x 1.8m x 3) | 24 | LS | 20
5.9.13 | Excavation, Refilling & Compaction | 24 | LS | 10
5.9.14 | Junction Box (100x100x50mm) | 24 | No | 20
5.9.15 | Remote Terminal Unit("E"TYPE) | 24 | No | 10
5.1 | SCADA System("F"TYPE)( SC1A-23,SC3-38,SC4-39,SC5-40,SC6-41,SC10-42,SC11-43,SC12-44,SC13-45,SC17-46,SC19-1-53)
5.10.1 | Steel Conduit (28mm) | 24 | m | 88
5.10.2 | Steel Conduit (22mm) | 24 | m | 88
5.10.3 | FEP Conduit(30mm) | 24 | m | 550
5.10.4 | Flexible Steel Conduit with Connector(28mm) | 24 | m | 33
5.10.5 | Flexible Steel Conduit with Connector(22mm) | 24 | m | 33
5.10.6 | Power Cable(Cu, XLPE, F-CV 3C-6㎟) | 24 | m | 110
5.10.7 | Power Cable(Cu, XLPE, F-CV 3C-4㎟) | 24 | m | 110
5.10.8 | Power Cable(Cu, XLPE, F-CV 2C-2.5㎟) | 24 | m | 110
5.10.9 | Control Cable(Cu, XLPE, F-CVVS 10C-1.5㎟) | 24 | m | 110
5.10.10 | Lighting Fixture with LED Lamp (FL 40W) | 24 | No | 11
5.10.11 | Tumbler Switch, AC 250V, Double | 24 | No | 11
5.10.12 | Grounding Rod Works (18Φ x 1.8m x 3) | 24 | LS | 22
5.10.13 | Excavation, Refilling & Compaction | 24 | LS | 11
5.10.14 | Junction Box (100x100x50mm) | 24 | No | 22
5.10.15 | Remote Terminal Unit("E"TYPE) | 24 | No | 11
5.11 | SCADA System("G"TYPE)( SC1-25,SC2-28,SC2-1-30,32,SC9-36SC18-48 )
5.11.1 | Steel Conduit (28mm) | 24 | m | 48
5.11.2 | Steel Conduit (22mm) | 24 | m | 48
5.11.3 | FEP Conduit(30mm) | 24 | m | 300
5.11.4 | Flexible Steel Conduit with Connector(28mm) | 24 | m | 18
5.11.5 | Flexible Steel Conduit with Connector(22mm) | 24 | m | 18
5.11.6 | Power Cable(Cu, XLPE, F-CV 3C-6㎟) | 24 | m | 60
5.11.7 | Power Cable(Cu, XLPE, F-CV 3C-4㎟) | 24 | m | 60
5.11.8 | Power Cable(Cu, XLPE, F-CV 2C-2.5㎟) | 24 | m | 60
5.11.9 | Control Cable(Cu, XLPE, F-CVVS 10C-1.5㎟) | 24 | m | 60
5.11.10 | Lighting Fixture with LED Lamp (FL 40W) | 24 | No | 6
5.11.11 | Tumbler Switch, AC 250V, Double | 24 | No | 6
5.11.12 | Grounding Rod Works (18Φ x 1.8m x 3) | 24 | LS | 12
5.11.13 | Excavation, Refilling & Compaction | 24 | LS | 6
5.11.14 | Junction Box (100x100x50mm) | 24 | No | 12
5.11.15 | Remote Terminal Unit("E"TYPE) | 24 | No | 6
5.12 | Other Equipment
5.12.1 | Wireless bridge (Control Center) | 24 | No | 3
5.12.2 | HMI SOFTFEE (Control Center) | 24 | screen | 24
5.12.3 | M/W AP with Pole & Support Wires (CONTROL CENTER, INTAKE) | 24 | LS | 2
5.12.4 | Water Level Sensor (Ultra Sonic) (SC1,SC4,SC18) | 24 | No | 3
5.12.5 | GENERATOR 17KW(MC3-1) | 24 | No | 1
5.12.6 | GENERATOR 10KW(SC2,SC2-1) | 24 | No | 2
5.12.7 | GENERATOR 6.5KW | 24 | No | 17
5.12.8 | SPARE PART(According to the specification) | 24 | LS | 1